## Spectrum
M490L4 Spectrum
|  | Wavelength (nm) | Normalized Intensity
|  | 200.0376 | 0
|  | 200.2403 | 0
|  | 200.443 | 0
|  | 200.6458 | 0
Product Raw Data |  | 200.8485 | 0
490 nm, 205 mW (Min) Mounted LED, 350 mA |  | 201.0513 | 0
|  | 201.2541 | 0
Item # | M490L4 | 201.4569 | 0
DISCLAIMER: The data presented here are typical. Slight variations in performance data will occur from lot to lot. Please contact Technical Support with any questions regarding the use or reliability of this data. |  | 201.6597 | 0
|  | 201.8626 | 0
|  | 202.0655 | 0
|  | 202.2683 | 0
|  | 202.4712 | 0
|  | 202.6742 | 0
This data may be used in publications. However, please cite Thorlabs as the source. |  | 202.8771 | 0
|  | 203.0801 | 0
|  | 203.283 | 0
Additional Information: |  | 203.486 | 0
Due to variations in the manufacturing process and operating parameters such as temperature and current, the actual spectral output of any given LED will vary. These values were measured with the back side of the PCB at 25 °C. Output plots and center wavelength specs are only intended to be used as a guideline. |  | 203.689 | 0
|  | 203.892 | 0
|  | 204.0951 | 0
|  | 204.2981 | 0
|  | 204.5012 | 0
|  | 204.7043 | 0
|  | 204.9074 | 0
|  | 205.1105 | 0
|  | 205.3136 | 0
|  | 205.5168 | 0
|  | 205.72 | 0
|  | 205.9232 | 0
|  | 206.1264 | 0
|  | 206.3296 | 0
|  | 206.5328 | 0
|  | 206.7361 | 0
|  | 206.9394 | 0
|  | 207.1427 | 0
|  | 207.346 | 0
|  | 207.5493 | 0
|  | 207.7526 | 0
|  | 207.956 | 0
|  | 208.1594 | 0
|  | 208.3628 | 0
|  | 208.5662 | 0
|  | 208.7696 | 0
|  | 208.9731 | 0
|  | 209.1765 | 0
|  | 209.38 | 0
|  | 209.5835 | 0
|  | 209.787 | 0
|  | 209.9905 | 0
|  | 210.1941 | 0
|  | 210.3977 | 0
|  | 210.6012 | 0
|  | 210.8048 | 0
|  | 211.0085 | 0
|  | 211.2121 | 0
|  | 211.4157 | 0
|  | 211.6194 | 0
|  | 211.8231 | 0
|  | 212.0268 | 0
|  | 212.2305 | 0
|  | 212.4342 | 0
|  | 212.638 | 0
|  | 212.8418 | 0
|  | 213.0455 | 0
|  | 213.2493 | 0
|  | 213.4532 | 0
|  | 213.657 | 0
|  | 213.8608 | 0
|  | 214.0647 | 0
|  | 214.2686 | 0
|  | 214.4725 | 0
|  | 214.6764 | 0
|  | 214.8804 | 0
|  | 215.0843 | 0
|  | 215.2883 | 0
|  | 215.4923 | 0
|  | 215.6963 | 0
|  | 215.9003 | 0
|  | 216.1043 | 0
|  | 216.3084 | 0
|  | 216.5125 | 0
|  | 216.7166 | 0
|  | 216.9207 | 0
|  | 217.1248 | 0
|  | 217.3289 | 0
|  | 217.5331 | 0
|  | 217.7372 | 0
|  | 217.9414 | 0
|  | 218.1456 | 0
|  | 218.3499 | 0
|  | 218.5541 | 0
|  | 218.7584 | 0
|  | 218.9626 | 0
|  | 219.1669 | 0
|  | 219.3712 | 0
|  | 219.5756 | 0
|  | 219.7799 | 0
|  | 219.9843 | 0
|  | 220.1886 | 0
|  | 220.393 | 0
|  | 220.5974 | 0
|  | 220.8019 | 0
|  | 221.0063 | 0
|  | 221.2108 | 0
|  | 221.4152 | 0
|  | 221.6197 | 0
|  | 221.8242 | 0
|  | 222.0288 | 0
|  | 222.2333 | 0
|  | 222.4379 | 0
|  | 222.6425 | 0
|  | 222.8471 | 0
|  | 223.0517 | 0
|  | 223.2563 | 0
|  | 223.4609 | 0
|  | 223.6656 | 0
|  | 223.8703 | 0
|  | 224.075 | 0
|  | 224.2797 | 0
|  | 224.4844 | 0
|  | 224.6891 | 0
|  | 224.8939 | 0
|  | 225.0987 | 0
|  | 225.3035 | 0
|  | 225.5083 | 0
|  | 225.7131 | 0
|  | 225.918 | 0
|  | 226.1228 | 0
|  | 226.3277 | 0
|  | 226.5326 | 0
|  | 226.7375 | 0
|  | 226.9424 | 0
|  | 227.1474 | 0
|  | 227.3524 | 0
|  | 227.5573 | 0
|  | 227.7623 | 0
|  | 227.9673 | 0
|  | 228.1724 | 0
|  | 228.3774 | 0
|  | 228.5825 | 0
|  | 228.7876 | 0
|  | 228.9926 | 0
|  | 229.1978 | 0
|  | 229.4029 | 0
|  | 229.608 | 0
|  | 229.8132 | 0
|  | 230.0184 | 0
|  | 230.2236 | 0
|  | 230.4288 | 0
|  | 230.634 | 0
|  | 230.8393 | 0
|  | 231.0445 | 0
|  | 231.2498 | 0
|  | 231.4551 | 0
|  | 231.6604 | 0
|  | 231.8657 | 0
|  | 232.0711 | 0
|  | 232.2764 | 0
|  | 232.4818 | 0
|  | 232.6872 | 0
|  | 232.8926 | 0
|  | 233.0981 | 0
|  | 233.3035 | 0
|  | 233.509 | 0
|  | 233.7144 | 0
|  | 233.9199 | 0
|  | 234.1255 | 0
|  | 234.331 | 0
|  | 234.5365 | 0
|  | 234.7421 | 0
|  | 234.9477 | 0
|  | 235.1533 | 0
|  | 235.3589 | 0
|  | 235.5645 | 0
|  | 235.7701 | 0
|  | 235.9758 | 0
|  | 236.1815 | 0
|  | 236.3872 | 0
|  | 236.5929 | 0
|  | 236.7986 | 0
|  | 237.0044 | 0
|  | 237.2101 | 0
|  | 237.4159 | 0
|  | 237.6217 | 0
|  | 237.8275 | 0
|  | 238.0333 | 0
|  | 238.2392 | 0
|  | 238.445 | 0
|  | 238.6509 | 0
|  | 238.8568 | 0
|  | 239.0627 | 0
|  | 239.2686 | 0
|  | 239.4746 | 0
|  | 239.6805 | 0
|  | 239.8865 | 0
|  | 240.0925 | 0
|  | 240.2985 | 0
|  | 240.5045 | 0
|  | 240.7106 | 0
|  | 240.9166 | 0
|  | 241.1227 | 0
|  | 241.3288 | 0
|  | 241.5349 | 0
|  | 241.741 | 0
|  | 241.9472 | 0
|  | 242.1533 | 0
|  | 242.3595 | 0
|  | 242.5657 | 0
|  | 242.7719 | 0
|  | 242.9781 | 0
|  | 243.1844 | 0
|  | 243.3906 | 0
|  | 243.5969 | 0
|  | 243.8032 | 0
|  | 244.0095 | 0
|  | 244.2158 | 0
|  | 244.4221 | 0
|  | 244.6285 | 0
|  | 244.8349 | 0
|  | 245.0413 | 0
|  | 245.2477 | 0
|  | 245.4541 | 0
|  | 245.6605 | 0
|  | 245.867 | 0
|  | 246.0734 | 0
|  | 246.2799 | 0
|  | 246.4864 | 0
|  | 246.693 | 0
|  | 246.8995 | 0
|  | 247.106 | 0
|  | 247.3126 | 0
|  | 247.5192 | 0
|  | 247.7258 | 0
|  | 247.9324 | 0
|  | 248.139 | 0
|  | 248.3457 | 0
|  | 248.5524 | 0
|  | 248.759 | 0
|  | 248.9657 | 0
|  | 249.1725 | 0
|  | 249.3792 | 0
|  | 249.5859 | 0
|  | 249.7927 | 0
|  | 249.9995 | 0
|  | 250.2063 | 0
|  | 250.4131 | 0
|  | 250.6199 | 0
|  | 250.8268 | 0
|  | 251.0336 | 0
|  | 251.2405 | 0
|  | 251.4474 | 0
|  | 251.6543 | 0
|  | 251.8613 | 0
|  | 252.0682 | 0
|  | 252.2752 | 0
|  | 252.4821 | 0
|  | 252.6891 | 0
|  | 252.8961 | 0
|  | 253.1032 | 0
|  | 253.3102 | 0
|  | 253.5173 | 0
|  | 253.7243 | 0
|  | 253.9314 | 0
|  | 254.1385 | 0
|  | 254.3457 | 0
|  | 254.5528 | 0
|  | 254.76 | 0
|  | 254.9671 | 0
|  | 255.1743 | 0
|  | 255.3815 | 0
|  | 255.5888 | 0
|  | 255.796 | 0
|  | 256.0032 | 0
|  | 256.2105 | 0
|  | 256.4178 | 0
|  | 256.6251 | 0
|  | 256.8324 | 0
|  | 257.0398 | 0
|  | 257.2471 | 0
|  | 257.4545 | 0
|  | 257.6619 | 0
|  | 257.8693 | 0
|  | 258.0767 | 0
|  | 258.2841 | 0
|  | 258.4916 | 0
|  | 258.699 | 0
|  | 258.9065 | 0
|  | 259.114 | 0
|  | 259.3215 | 0
|  | 259.5291 | 0
|  | 259.7366 | 0
|  | 259.9442 | 0
|  | 260.1517 | 0
|  | 260.3593 | 0
|  | 260.567 | 0
|  | 260.7746 | 0
|  | 260.9822 | 0
|  | 261.1899 | 0
|  | 261.3976 | 0
|  | 261.6053 | 0
|  | 261.813 | 0
|  | 262.0207 | 0
|  | 262.2284 | 0
|  | 262.4362 | 0
|  | 262.644 | 0
|  | 262.8518 | 0
|  | 263.0596 | 0
|  | 263.2674 | 0
|  | 263.4752 | 0
|  | 263.6831 | 0
|  | 263.8909 | 0
|  | 264.0988 | 0
|  | 264.3067 | 0
|  | 264.5147 | 0
|  | 264.7226 | 0
|  | 264.9305 | 0
|  | 265.1385 | 0
|  | 265.3465 | 0
|  | 265.5545 | 0
|  | 265.7625 | 0
|  | 265.9705 | 0
|  | 266.1786 | 0
|  | 266.3867 | 0
|  | 266.5947 | 0
|  | 266.8028 | 0
|  | 267.0109 | 0
|  | 267.2191 | 0
|  | 267.4272 | 0
|  | 267.6354 | 0
|  | 267.8436 | 0
|  | 268.0518 | 0
|  | 268.26 | 0
|  | 268.4682 | 0
|  | 268.6764 | 0
|  | 268.8847 | 0
|  | 269.093 | 0
|  | 269.3013 | 0
|  | 269.5096 | 0
|  | 269.7179 | 0
|  | 269.9262 | 0
|  | 270.1346 | 0
|  | 270.3429 | 0
|  | 270.5513 | 0
|  | 270.7597 | 0
|  | 270.9681 | 0
|  | 271.1766 | 0
|  | 271.385 | 0
|  | 271.5935 | 0
|  | 271.802 | 0
|  | 272.0105 | 0
|  | 272.219 | 0
|  | 272.4275 | 0
|  | 272.6361 | 0
|  | 272.8446 | 0
|  | 273.0532 | 0
|  | 273.2618 | 0
|  | 273.4704 | 0
|  | 273.679 | 0
|  | 273.8877 | 0
|  | 274.0963 | 0
|  | 274.305 | 0
|  | 274.5137 | 0
|  | 274.7224 | 0
|  | 274.9311 | 0
|  | 275.1399 | 0
|  | 275.3486 | 0
|  | 275.5574 | 0
|  | 275.7662 | 0
|  | 275.975 | 0
|  | 276.1838 | 0
|  | 276.3926 | 0
|  | 276.6015 | 0
|  | 276.8104 | 0
|  | 277.0192 | 0
|  | 277.2281 | 0
|  | 277.4371 | 0
|  | 277.646 | 0
|  | 277.8549 | 0
|  | 278.0639 | 0
|  | 278.2729 | 0
|  | 278.4819 | 0
|  | 278.6909 | 0
|  | 278.8999 | 0
|  | 279.109 | 0
|  | 279.318 | 0
|  | 279.5271 | 0
|  | 279.7362 | 0
|  | 279.9453 | 0
|  | 280.1544 | 0
|  | 280.3635 | 0
|  | 280.5727 | 0
|  | 280.7819 | 0
|  | 280.991 | 0
|  | 281.2002 | 0
|  | 281.4095 | 0
|  | 281.6187 | 0
|  | 281.8279 | 0
|  | 282.0372 | 0
|  | 282.2465 | 0
|  | 282.4558 | 0
|  | 282.6651 | 0
|  | 282.8744 | 0
|  | 283.0838 | 0
|  | 283.2931 | 0
|  | 283.5025 | 0
|  | 283.7119 | 0
|  | 283.9213 | 0
|  | 284.1307 | 0
|  | 284.3402 | 0
|  | 284.5496 | 0
|  | 284.7591 | 0
|  | 284.9686 | 0
|  | 285.1781 | 0
|  | 285.3876 | 0
|  | 285.5971 | 0
|  | 285.8067 | 0
|  | 286.0163 | 0
|  | 286.2258 | 0
|  | 286.4354 | 0
|  | 286.645 | 0
|  | 286.8547 | 0
|  | 287.0643 | 0
|  | 287.274 | 0
|  | 287.4837 | 0
|  | 287.6934 | 0
|  | 287.9031 | 0
|  | 288.1128 | 0
|  | 288.3225 | 0
|  | 288.5323 | 0
|  | 288.742 | 0
|  | 288.9518 | 0
|  | 289.1616 | 0
|  | 289.3715 | 0
|  | 289.5813 | 0
|  | 289.7911 | 0
|  | 290.001 | 0
|  | 290.2109 | 0
|  | 290.4208 | 0
|  | 290.6307 | 0
|  | 290.8406 | 0
|  | 291.0506 | 0
|  | 291.2605 | 0
|  | 291.4705 | 0
|  | 291.6805 | 0
|  | 291.8905 | 0
|  | 292.1005 | 0
|  | 292.3106 | 0
|  | 292.5206 | 0
|  | 292.7307 | 0
|  | 292.9408 | 0
|  | 293.1509 | 0
|  | 293.361 | 0
|  | 293.5711 | 0
|  | 293.7813 | 0
|  | 293.9915 | 0
|  | 294.2016 | 0
|  | 294.4118 | 0
|  | 294.622 | 0
|  | 294.8323 | 0
|  | 295.0425 | 0
|  | 295.2528 | 0
|  | 295.4631 | 0
|  | 295.6733 | 0
|  | 295.8837 | 0
|  | 296.094 | 0
|  | 296.3043 | 0
|  | 296.5147 | 0
|  | 296.725 | 0
|  | 296.9354 | 0
|  | 297.1458 | 0
|  | 297.3562 | 0
|  | 297.5667 | 0
|  | 297.7771 | 0
|  | 297.9876 | 0
|  | 298.1981 | 0
|  | 298.4085 | 0
|  | 298.6191 | 0
|  | 298.8296 | 0
|  | 299.0401 | 0
|  | 299.2507 | 0
|  | 299.4613 | 0
|  | 299.6718 | 0
|  | 299.8824 | 0
|  | 300.0931 | 0
|  | 300.3037 | 0
|  | 300.5144 | 0
|  | 300.725 | 0
|  | 300.9357 | 0
|  | 301.1464 | 0
|  | 301.3571 | 0
|  | 301.5678 | 0
|  | 301.7786 | 0
|  | 301.9893 | 0
|  | 302.2001 | 0
|  | 302.4109 | 0
|  | 302.6217 | 0
|  | 302.8325 | 0
|  | 303.0434 | 0
|  | 303.2542 | 0
|  | 303.4651 | 0
|  | 303.676 | 0
|  | 303.8869 | 0
|  | 304.0978 | 0
|  | 304.3087 | 0
|  | 304.5197 | 0
|  | 304.7306 | 0
|  | 304.9416 | 0
|  | 305.1526 | 0
|  | 305.3636 | 0
|  | 305.5746 | 0
|  | 305.7857 | 0
|  | 305.9967 | 0
|  | 306.2078 | 0
|  | 306.4189 | 0
|  | 306.63 | 0
|  | 306.8411 | 0
|  | 307.0522 | 0
|  | 307.2634 | 0
|  | 307.4746 | 0
|  | 307.6857 | 0
|  | 307.8969 | 0
|  | 308.1081 | 0
|  | 308.3194 | 0
|  | 308.5306 | 0
|  | 308.7419 | 0
|  | 308.9531 | 0
|  | 309.1644 | 0
|  | 309.3757 | 0
|  | 309.5871 | 0
|  | 309.7984 | 0
|  | 310.0097 | 0
|  | 310.2211 | 0
|  | 310.4325 | 0
|  | 310.6439 | 0
|  | 310.8553 | 0
|  | 311.0667 | 0
|  | 311.2782 | 0
|  | 311.4896 | 0
|  | 311.7011 | 0
|  | 311.9126 | 0
|  | 312.1241 | 0
|  | 312.3356 | 0
|  | 312.5471 | 0
|  | 312.7587 | 0
|  | 312.9703 | 0
|  | 313.1818 | 0
|  | 313.3934 | 0
|  | 313.6051 | 0
|  | 313.8167 | 0
|  | 314.0283 | 0
|  | 314.24 | 0
|  | 314.4517 | 0
|  | 314.6633 | 0
|  | 314.8751 | 0
|  | 315.0868 | 0
|  | 315.2985 | 0
|  | 315.5103 | 0
|  | 315.722 | 0
|  | 315.9338 | 0
|  | 316.1456 | 0
|  | 316.3574 | 0
|  | 316.5692 | 0
|  | 316.7811 | 0
|  | 316.9929 | 0
|  | 317.2048 | 0
|  | 317.4167 | 0
|  | 317.6286 | 0
|  | 317.8405 | 0
|  | 318.0525 | 0
|  | 318.2644 | 0
|  | 318.4764 | 0
|  | 318.6884 | 0
|  | 318.9004 | 0
|  | 319.1124 | 0
|  | 319.3244 | 0
|  | 319.5365 | 0
|  | 319.7485 | 0
|  | 319.9606 | 0
|  | 320.1727 | 0
|  | 320.3848 | 0
|  | 320.5969 | 0
|  | 320.809 | 0
|  | 321.0212 | 0
|  | 321.2333 | 0
|  | 321.4455 | 0
|  | 321.6577 | 0
|  | 321.8699 | 0
|  | 322.0822 | 0
|  | 322.2944 | 0
|  | 322.5067 | 0
|  | 322.7189 | 0
|  | 322.9312 | 0
|  | 323.1435 | 0
|  | 323.3558 | 0
|  | 323.5682 | 0
|  | 323.7805 | 0
|  | 323.9929 | 0
|  | 324.2053 | 0
|  | 324.4177 | 0
|  | 324.6301 | 0
|  | 324.8425 | 0
|  | 325.0549 | 0
|  | 325.2674 | 0
|  | 325.4799 | 0
|  | 325.6924 | 0
|  | 325.9049 | 0
|  | 326.1174 | 0
|  | 326.3299 | 0
|  | 326.5425 | 0
|  | 326.755 | 0
|  | 326.9676 | 0
|  | 327.1802 | 0
|  | 327.3928 | 0
|  | 327.6054 | 0
|  | 327.8181 | 0
|  | 328.0307 | 0
|  | 328.2434 | 0
|  | 328.4561 | 0
|  | 328.6688 | 0
|  | 328.8815 | 0
|  | 329.0942 | 0
|  | 329.307 | 0
|  | 329.5197 | 0
|  | 329.7325 | 0
|  | 329.9453 | 0
|  | 330.1581 | 0
|  | 330.3709 | 0
|  | 330.5837 | 0
|  | 330.7966 | 0
|  | 331.0095 | 0
|  | 331.2223 | 0
|  | 331.4352 | 0
|  | 331.6481 | 0
|  | 331.8611 | 0
|  | 332.074 | 0
|  | 332.287 | 0
|  | 332.4999 | 0
|  | 332.7129 | 0
|  | 332.9259 | 0
|  | 333.139 | 0
|  | 333.352 | 0
|  | 333.565 | 0
|  | 333.7781 | 0
|  | 333.9912 | 0
|  | 334.2043 | 0
|  | 334.4174 | 0
|  | 334.6305 | 0
|  | 334.8436 | 0
|  | 335.0568 | 0
|  | 335.27 | 0
|  | 335.4831 | 0
|  | 335.6963 | 0
|  | 335.9096 | 0
|  | 336.1228 | 0
|  | 336.336 | 0
|  | 336.5493 | 0
|  | 336.7626 | 0
|  | 336.9759 | 0
|  | 337.1892 | 0
|  | 337.4025 | 0
|  | 337.6158 | 0
|  | 337.8292 | 0
|  | 338.0425 | 0
|  | 338.2559 | 0
|  | 338.4693 | 0
|  | 338.6827 | 0
|  | 338.8961 | 0
|  | 339.1096 | 0
|  | 339.323 | 0
|  | 339.5365 | 0
|  | 339.75 | 0
|  | 339.9635 | 0
|  | 340.177 | 0
|  | 340.3905 | 0
|  | 340.6041 | 0
|  | 340.8176 | 0
|  | 341.0312 | 0
|  | 341.2448 | 0
|  | 341.4584 | 0
|  | 341.672 | 0
|  | 341.8857 | 0
|  | 342.0993 | 0
|  | 342.313 | 0
|  | 342.5267 | 0
|  | 342.7404 | 0
|  | 342.9541 | 0
|  | 343.1678 | 0
|  | 343.3815 | 0
|  | 343.5953 | 0
|  | 343.8091 | 0
|  | 344.0229 | 0
|  | 344.2367 | 0
|  | 344.4505 | 0
|  | 344.6643 | 0
|  | 344.8782 | 0
|  | 345.092 | 0
|  | 345.3059 | 0
|  | 345.5198 | 0
|  | 345.7337 | 0
|  | 345.9476 | 0
|  | 346.1615 | 0
|  | 346.3755 | 0
|  | 346.5895 | 0
|  | 346.8034 | 0
|  | 347.0174 | 0
|  | 347.2314 | 0
|  | 347.4455 | 0
|  | 347.6595 | 0
|  | 347.8736 | 0
|  | 348.0876 | 0
|  | 348.3017 | 0
|  | 348.5158 | 0
|  | 348.7299 | 0
|  | 348.9441 | 0
|  | 349.1582 | 0
|  | 349.3724 | 0
|  | 349.5865 | 0
|  | 349.8007 | 0
|  | 350.0149 | 0
|  | 350.2291 | 0
|  | 350.4434 | 0
|  | 350.6576 | 0
|  | 350.8719 | 0
|  | 351.0862 | 0
|  | 351.3005 | 0
|  | 351.5148 | 0
|  | 351.7291 | 0
|  | 351.9434 | 0
|  | 352.1578 | 0
|  | 352.3721 | 0
|  | 352.5865 | 0
|  | 352.8009 | 0
|  | 353.0153 | 0
|  | 353.2298 | 0
|  | 353.4442 | 0
|  | 353.6587 | 0
|  | 353.8731 | 0
|  | 354.0876 | 0
|  | 354.3021 | 0
|  | 354.5166 | 0
|  | 354.7312 | 0
|  | 354.9457 | 0
|  | 355.1603 | 0
|  | 355.3748 | 0
|  | 355.5894 | 0
|  | 355.804 | 0
|  | 356.0186 | 0
|  | 356.2333 | 0
|  | 356.4479 | 0
|  | 356.6626 | 0
|  | 356.8773 | 0
|  | 357.092 | 0
|  | 357.3067 | 0
|  | 357.5214 | 0
|  | 357.7361 | 0
|  | 357.9509 | 0
|  | 358.1657 | 0
|  | 358.3804 | 0
|  | 358.5952 | 0
|  | 358.81 | 0
|  | 359.0249 | 0
|  | 359.2397 | 0
|  | 359.4546 | 0
|  | 359.6694 | 0
|  | 359.8843 | 0
|  | 360.0992 | 0
|  | 360.3141 | 0
|  | 360.5291 | 0
|  | 360.744 | 0
|  | 360.959 | 0
|  | 361.1739 | 0
|  | 361.3889 | 0
|  | 361.6039 | 0
|  | 361.8189 | 0
|  | 362.034 | 0
|  | 362.249 | 0
|  | 362.4641 | 0
|  | 362.6792 | 0
|  | 362.8943 | 0
|  | 363.1094 | 0
|  | 363.3245 | 0
|  | 363.5396 | 0
|  | 363.7548 | 0
|  | 363.9699 | 0
|  | 364.1851 | 0
|  | 364.4003 | 0
|  | 364.6155 | 0
|  | 364.8307 | 0
|  | 365.046 | 0
|  | 365.2612 | 0
|  | 365.4765 | 0
|  | 365.6918 | 0
|  | 365.9071 | 0
|  | 366.1224 | 0
|  | 366.3377 | 0
|  | 366.553 | 0
|  | 366.7684 | 0
|  | 366.9838 | 0
|  | 367.1992 | 0
|  | 367.4146 | 0
|  | 367.63 | 0
|  | 367.8454 | 0
|  | 368.0608 | 0
|  | 368.2763 | 0
|  | 368.4918 | 0
|  | 368.7073 | 0
|  | 368.9228 | 0
|  | 369.1383 | 0
|  | 369.3538 | 0
|  | 369.5694 | 0
|  | 369.7849 | 0
|  | 370.0005 | 0
|  | 370.2161 | 0
|  | 370.4317 | 0
|  | 370.6473 | 0
|  | 370.8629 | 0
|  | 371.0786 | 0
|  | 371.2942 | 0
|  | 371.5099 | 0
|  | 371.7256 | 0
|  | 371.9413 | 0
|  | 372.157 | 0
|  | 372.3728 | 0
|  | 372.5885 | 0
|  | 372.8043 | 0
|  | 373.0201 | 0
|  | 373.2358 | 0
|  | 373.4517 | 0
|  | 373.6675 | 0
|  | 373.8833 | 0
|  | 374.0992 | 0
|  | 374.315 | 0
|  | 374.5309 | 0
|  | 374.7468 | 0
|  | 374.9627 | 0
|  | 375.1786 | 0
|  | 375.3946 | 0
|  | 375.6105 | 0
|  | 375.8265 | 0
|  | 376.0425 | 0
|  | 376.2585 | 0
|  | 376.4745 | 0
|  | 376.6905 | 0
|  | 376.9066 | 0
|  | 377.1226 | 0
|  | 377.3387 | 0
|  | 377.5548 | 0
|  | 377.7709 | 0
|  | 377.987 | 0
|  | 378.2031 | 0
|  | 378.4192 | -0.0018318
|  | 378.6354 | 0.00099214
|  | 378.8516 | -0.0039574
|  | 379.0677 | 0.0046784
|  | 379.2839 | -0.0074156
|  | 379.5002 | 0.0077768
|  | 379.7164 | -0.00082823
|  | 379.9326 | 0.0052224
|  | 380.1489 | 0.0057723
|  | 380.3652 | 0.0023032
|  | 380.5814 | -0.0064175
|  | 380.7977 | 0.0040519
|  | 381.0141 | -0.0020702
|  | 381.2304 | 0.0024668
|  | 381.4467 | -0.0059667
|  | 381.6631 | 0.0020281
|  | 381.8795 | -0.0030706
|  | 382.0958 | 0.0036691
|  | 382.3122 | -0.0030897
|  | 382.5287 | 0.0026317
|  | 382.7451 | -0.0039391
|  | 382.9615 | 0.0063263
|  | 383.178 | -0.00011597
|  | 383.3945 | 0.0041875
|  | 383.611 | -0.0010092
|  | 383.8275 | 0.0011342
|  | 384.044 | -0.0012472
|  | 384.2605 | 0.00041129
|  | 384.4771 | -0.0032601
|  | 384.6936 | 0.0039592
|  | 384.9102 | -0.0043874
|  | 385.1268 | 0.0017889
|  | 385.3434 | -0.0010025
|  | 385.56 | 0.0047071
|  | 385.7766 | -0.0054201
|  | 385.9933 | 0.00027565
|  | 386.2099 | -0.0040372
|  | 386.4266 | 0.0028115
|  | 386.6433 | -0.0013069
|  | 386.86 | 0.0020539
|  | 387.0767 | -0.002671
|  | 387.2935 | 0.00049077
|  | 387.5102 | -0.0012874
|  | 387.727 | 0.0012856
|  | 387.9437 | -0.0022393
|  | 388.1605 | 0.0026487
|  | 388.3773 | 0.00022182
|  | 388.5941 | 0.0047341
|  | 388.811 | -0.0022607
|  | 389.0278 | 0.0028382
|  | 389.2447 | -0.0022867
|  | 389.4616 | 0.0012411
|  | 389.6784 | -0.0030456
|  | 389.8954 | 0.0044243
|  | 390.1123 | -0.0029096
|  | 390.3292 | 0.0032244
|  | 390.5461 | -0.0026538
|  | 390.7631 | -0.00096129
|  | 390.9801 | -0.0017885
|  | 391.1971 | 0.00049114
|  | 391.4141 | -0.002624
|  | 391.6311 | 0.0018666
|  | 391.8481 | -0.0024074
|  | 392.0652 | 0.0027867
|  | 392.2822 | -0.0033904
|  | 392.4993 | 0.0017745
|  | 392.7164 | -0.0029895
|  | 392.9335 | 0.0021208
|  | 393.1506 | -0.0037603
|  | 393.3678 | 0.0011813
|  | 393.5849 | -0.0016634
|  | 393.8021 | 0.001603
|  | 394.0192 | -0.0020481
|  | 394.2364 | 0.0030883
|  | 394.4536 | -0.002579
|  | 394.6709 | 0.0022147
|  | 394.8881 | -0.0014497
|  | 395.1053 | 0.0022426
|  | 395.3226 | -1.168e-05
|  | 395.5399 | 0.0034928
|  | 395.7572 | -0.0016951
|  | 395.9745 | 0.0016678
|  | 396.1918 | -0.0014644
|  | 396.4091 | 0.0014544
|  | 396.6265 | -0.003696
|  | 396.8438 | 0.003927
|  | 397.0612 | -0.0020984
|  | 397.2786 | 0.0013986
|  | 397.496 | -0.0030817
|  | 397.7134 | 0.0020845
|  | 397.9308 | -0.0030643
|  | 398.1483 | 0.0023984
|  | 398.3657 | -0.0027869
|  | 398.5832 | 0.0036585
|  | 398.8007 | -0.0017661
|  | 399.0182 | 0.001931
|  | 399.2357 | -0.0035313
|  | 399.4532 | 7.6963e-05
|  | 399.6708 | -0.0039927
|  | 399.8883 | 0.0007653
|  | 400.1059 | -0.0032835
|  | 400.3235 | 0.00045847
|  | 400.5411 | -0.0024218
|  | 400.7587 | 0.0045556
|  | 400.9764 | -0.001565
|  | 401.194 | 0.0025388
|  | 401.4117 | -0.0016597
|  | 401.6293 | -0.00027515
|  | 401.847 | -0.0010347
|  | 402.0647 | 0.0017504
|  | 402.2824 | -0.00020026
|  | 402.5002 | 0.0014363
|  | 402.7179 | -0.0042878
|  | 402.9357 | 0.00027868
|  | 403.1534 | -0.0015312
|  | 403.3712 | 0.0019911
|  | 403.589 | -0.00093751
|  | 403.8068 | 0.002571
|  | 404.0247 | -0.0030728
|  | 404.2425 | 0.0016049
|  | 404.4603 | -0.0021939
|  | 404.6782 | 0.0013675
|  | 404.8961 | -0.0016494
|  | 405.114 | -0.00078962
|  | 405.3319 | 0.00022286
|  | 405.5498 | 0.001097
|  | 405.7678 | -0.0015217
|  | 405.9857 | 0.0018343
|  | 406.2037 | -0.0015252
|  | 406.4217 | 0.0009751
|  | 406.6397 | -0.0028754
|  | 406.8577 | 0.00060542
|  | 407.0757 | -0.00059701
|  | 407.2938 | 0.0019264
|  | 407.5118 | 2.602e-07
|  | 407.7299 | 0.0014027
|  | 407.948 | -0.0022021
|  | 408.166 | -5.5078e-05
|  | 408.3842 | -0.0037295
|  | 408.6023 | 0.00029123
|  | 408.8204 | -0.0018882
|  | 409.0386 | -0.0010076
|  | 409.2567 | 0.001739
|  | 409.4749 | -0.0016996
|  | 409.6931 | 0.0021039
|  | 409.9113 | -0.0019691
|  | 410.1295 | 0.0012125
|  | 410.3478 | -0.0017397
|  | 410.566 | 0.00064022
|  | 410.7843 | -0.001408
|  | 411.0026 | 0.0018471
|  | 411.2208 | -0.001001
|  | 411.4392 | 0.00071827
|  | 411.6575 | -0.00076166
|  | 411.8758 | 0.0026171
|  | 412.0942 | -0.00071369
|  | 412.3125 | -0.000107
|  | 412.5309 | -0.0016126
|  | 412.7493 | 0.00045964
|  | 412.9677 | -0.0016274
|  | 413.1861 | 0.0010143
|  | 413.4045 | -0.001025
|  | 413.623 | 0.0011003
|  | 413.8414 | 0.00018071
|  | 414.0599 | 0.0025171
|  | 414.2784 | -0.0013964
|  | 414.4969 | -5.8339e-05
|  | 414.7154 | -2.6256e-05
|  | 414.9339 | 0.0010062
|  | 415.1525 | -0.00041878
|  | 415.371 | 0.00085562
|  | 415.5896 | -0.0026289
|  | 415.8082 | 0.0023318
|  | 416.0268 | -0.0007349
|  | 416.2454 | 0.00075095
|  | 416.464 | -0.0021853
|  | 416.6827 | 0.0016226
|  | 416.9013 | -0.0016619
|  | 417.12 | 0.00057351
|  | 417.3387 | -0.0025846
|  | 417.5574 | 0.0013667
|  | 417.7761 | -0.0020512
|  | 417.9948 | 0.001057
|  | 418.2135 | -0.0023608
|  | 418.4323 | 0.0041086
|  | 418.6511 | -0.0017179
|  | 418.8698 | 0.0019965
|  | 419.0886 | -0.0030067
|  | 419.3074 | 0.0031692
|  | 419.5263 | -0.0037626
|  | 419.7451 | 0.0011287
|  | 419.9639 | -0.0026764
|  | 420.1828 | 0.0026536
|  | 420.4017 | -0.002685
|  | 420.6206 | 0.0017479
|  | 420.8395 | -0.0020044
|  | 421.0584 | 0.00078772
|  | 421.2773 | -0.0019393
|  | 421.4963 | 0.0014407
|  | 421.7152 | -0.0018338
|  | 421.9342 | 0.0014638
|  | 422.1532 | -0.00093138
|  | 422.3722 | 0.0012735
|  | 422.5912 | -0.00047965
|  | 422.8102 | 0.0019884
|  | 423.0293 | 0.00077395
|  | 423.2483 | 0.0013673
|  | 423.4674 | -0.00068347
|  | 423.6865 | -1.6992e-05
|  | 423.9056 | -0.00036426
|  | 424.1247 | 0.0019246
|  | 424.3438 | -0.00065992
|  | 424.563 | 0.0020607
|  | 424.7821 | -0.0020503
|  | 425.0013 | 0.00072751
|  | 425.2205 | -0.00078645
|  | 425.4397 | 0.0023435
|  | 425.6589 | -0.0021269
|  | 425.8781 | 0.0013441
|  | 426.0973 | -0.0014851
|  | 426.3166 | 0.00059158
|  | 426.5358 | -0.0026312
|  | 426.7551 | 0.0016015
|  | 426.9744 | -0.0010891
|  | 427.1937 | -0.00079086
|  | 427.413 | -0.0022614
|  | 427.6324 | 0.0020783
|  | 427.8517 | -0.0010466
|  | 428.0711 | 0.0012941
|  | 428.2905 | -0.0022707
|  | 428.5098 | 0.0015594
|  | 428.7292 | -0.0012676
|  | 428.9487 | 0.002577
|  | 429.1681 | -0.00034464
|  | 429.3875 | 0.0013676
|  | 429.607 | 0.00019745
|  | 429.8265 | 0.0012194
|  | 430.0459 | -0.0014664
|  | 430.2654 | 0.0014759
|  | 430.4849 | -0.00060809
|  | 430.7045 | 0.0025974
|  | 430.924 | -0.00070559
|  | 431.1436 | 0.0018608
|  | 431.3631 | -0.00013035
|  | 431.5827 | 0.0017959
|  | 431.8023 | -0.0013423
|  | 432.0219 | 0.0030936
|  | 432.2415 | 0.00031116
|  | 432.4612 | 0.002481
|  | 432.6808 | -0.00032003
|  | 432.9005 | 0.0011939
|  | 433.1202 | 6.2051e-06
|  | 433.3398 | 0.0028885
|  | 433.5595 | -0.00062385
|  | 433.7793 | 0.0026329
|  | 433.999 | -0.00075823
|  | 434.2187 | 0.0021228
|  | 434.4385 | 0.00065951
|  | 434.6583 | 0.0033572
|  | 434.8781 | -0.00013518
|  | 435.0978 | 0.0030828
|  | 435.3177 | 0.0015054
|  | 435.5375 | 0.0045195
|  | 435.7573 | 0.00095293
|  | 435.9772 | 0.0023138
|  | 436.197 | 0.0010919
|  | 436.4169 | 0.004556
|  | 436.6368 | 0.00231
|  | 436.8567 | 0.003341
|  | 437.0767 | 0.0019899
|  | 437.2966 | 0.0042928
|  | 437.5165 | 0.0020545
|  | 437.7365 | 0.0048
|  | 437.9565 | 0.0022219
|  | 438.1765 | 0.0042967
|  | 438.3965 | 0.0023481
|  | 438.6165 | 0.0068811
|  | 438.8365 | 0.0024461
|  | 439.0566 | 0.0057369
|  | 439.2766 | 0.0031625
|  | 439.4967 | 0.0064832
|  | 439.7168 | 0.003128
|  | 439.9369 | 0.006919
|  | 440.157 | 0.0045192
|  | 440.3771 | 0.0066019
|  | 440.5973 | 0.0047028
|  | 440.8174 | 0.0081277
|  | 441.0376 | 0.0047405
|  | 441.2578 | 0.0073965
|  | 441.4779 | 0.0058497
|  | 441.6982 | 0.0091973
|  | 441.9184 | 0.0068747
|  | 442.1386 | 0.0076117
|  | 442.3589 | 0.0066661
|  | 442.5791 | 0.009452
|  | 442.7994 | 0.0084815
|  | 443.0197 | 0.010027
|  | 443.24 | 0.0093348
|  | 443.4603 | 0.0099338
|  | 443.6806 | 0.0082889
|  | 443.901 | 0.011037
|  | 444.1213 | 0.0093426
|  | 444.3417 | 0.012269
|  | 444.5621 | 0.009615
|  | 444.7825 | 0.012316
|  | 445.0029 | 0.01057
|  | 445.2233 | 0.014106
|  | 445.4438 | 0.011504
|  | 445.6642 | 0.015084
|  | 445.8847 | 0.013355
|  | 446.1051 | 0.014898
|  | 446.3256 | 0.014666
|  | 446.5461 | 0.016729
|  | 446.7667 | 0.015785
|  | 446.9872 | 0.019159
|  | 447.2077 | 0.016912
|  | 447.4283 | 0.020015
|  | 447.6489 | 0.019096
|  | 447.8695 | 0.020436
|  | 448.0901 | 0.017555
|  | 448.3107 | 0.021388
|  | 448.5313 | 0.020243
|  | 448.7519 | 0.022615
|  | 448.9726 | 0.022731
|  | 449.1933 | 0.026012
|  | 449.4139 | 0.023955
|  | 449.6346 | 0.028506
|  | 449.8553 | 0.026644
|  | 450.0761 | 0.028549
|  | 450.2968 | 0.028397
|  | 450.5175 | 0.03084
|  | 450.7383 | 0.029877
|  | 450.9591 | 0.032982
|  | 451.1799 | 0.031256
|  | 451.4007 | 0.034874
|  | 451.6215 | 0.034538
|  | 451.8423 | 0.037903
|  | 452.0632 | 0.037539
|  | 452.284 | 0.040918
|  | 452.5049 | 0.040213
|  | 452.7258 | 0.041889
|  | 452.9467 | 0.042617
|  | 453.1676 | 0.045625
|  | 453.3885 | 0.045406
|  | 453.6094 | 0.047147
|  | 453.8304 | 0.046467
|  | 454.0513 | 0.051015
|  | 454.2723 | 0.051251
|  | 454.4933 | 0.055227
|  | 454.7143 | 0.052439
|  | 454.9353 | 0.059026
|  | 455.1563 | 0.058832
|  | 455.3774 | 0.060838
|  | 455.5984 | 0.060604
|  | 455.8195 | 0.06552
|  | 456.0406 | 0.06448
|  | 456.2617 | 0.06912
|  | 456.4828 | 0.069711
|  | 456.7039 | 0.074387
|  | 456.9251 | 0.075035
|  | 457.1462 | 0.077905
|  | 457.3674 | 0.079507
|  | 457.5886 | 0.083216
|  | 457.8097 | 0.083197
|  | 458.0309 | 0.087498
|  | 458.2522 | 0.088785
|  | 458.4734 | 0.09283
|  | 458.6946 | 0.093584
|  | 458.9159 | 0.098274
|  | 459.1372 | 0.10037
|  | 459.3584 | 0.10701
|  | 459.5797 | 0.1077
|  | 459.801 | 0.1116
|  | 460.0224 | 0.11302
|  | 460.2437 | 0.11825
|  | 460.4651 | 0.11826
|  | 460.6864 | 0.1246
|  | 460.9078 | 0.12794
|  | 461.1292 | 0.13236
|  | 461.3506 | 0.13723
|  | 461.572 | 0.14413
|  | 461.7934 | 0.14799
|  | 462.0149 | 0.15388
|  | 462.2363 | 0.15526
|  | 462.4578 | 0.161
|  | 462.6793 | 0.16
|  | 462.9008 | 0.16658
|  | 463.1223 | 0.16957
|  | 463.3438 | 0.17928
|  | 463.5653 | 0.18196
|  | 463.7869 | 0.19042
|  | 464.0085 | 0.19403
|  | 464.23 | 0.1999
|  | 464.4516 | 0.20267
|  | 464.6732 | 0.20738
|  | 464.8948 | 0.20865
|  | 465.1165 | 0.215
|  | 465.3381 | 0.22819
|  | 465.5598 | 0.23579
|  | 465.7814 | 0.24704
|  | 466.0031 | 0.25154
|  | 466.2248 | 0.25993
|  | 466.4465 | 0.2649
|  | 466.6682 | 0.27447
|  | 466.89 | 0.27697
|  | 467.1117 | 0.28569
|  | 467.3335 | 0.29187
|  | 467.5552 | 0.30371
|  | 467.777 | 0.30928
|  | 467.9988 | 0.31833
|  | 468.2206 | 0.32394
|  | 468.4425 | 0.33553
|  | 468.6643 | 0.34432
|  | 468.8862 | 0.35597
|  | 469.108 | 0.36275
|  | 469.3299 | 0.37731
|  | 469.5518 | 0.38725
|  | 469.7737 | 0.3991
|  | 469.9956 | 0.40843
|  | 470.2176 | 0.42717
|  | 470.4395 | 0.43773
|  | 470.6615 | 0.44969
|  | 470.8834 | 0.46237
|  | 471.1054 | 0.47942
|  | 471.3274 | 0.48868
|  | 471.5494 | 0.50562
|  | 471.7715 | 0.51003
|  | 471.9935 | 0.52159
|  | 472.2155 | 0.5308
|  | 472.4376 | 0.54198
|  | 472.6597 | 0.54916
|  | 472.8818 | 0.56751
|  | 473.1039 | 0.58362
|  | 473.326 | 0.59664
|  | 473.5481 | 0.60803
|  | 473.7703 | 0.61665
|  | 473.9924 | 0.62378
|  | 474.2146 | 0.63928
|  | 474.4368 | 0.65098
|  | 474.659 | 0.66893
|  | 474.8812 | 0.6814
|  | 475.1034 | 0.70101
|  | 475.3256 | 0.71052
|  | 475.5479 | 0.72992
|  | 475.7701 | 0.74224
|  | 475.9924 | 0.76379
|  | 476.2147 | 0.77404
|  | 476.437 | 0.78624
|  | 476.6593 | 0.78961
|  | 476.8816 | 0.79827
|  | 477.104 | 0.8159
|  | 477.3263 | 0.82964
|  | 477.5487 | 0.83878
|  | 477.7711 | 0.85507
|  | 477.9935 | 0.87196
|  | 478.2159 | 0.88947
|  | 478.4383 | 0.90635
|  | 478.6607 | 0.92528
|  | 478.8831 | 0.93159
|  | 479.1056 | 0.93841
|  | 479.3281 | 0.93332
|  | 479.5506 | 0.93757
|  | 479.773 | 0.9363
|  | 479.9956 | 0.94696
|  | 480.2181 | 0.95355
|  | 480.4406 | 0.96408
|  | 480.6632 | 0.97518
|  | 480.8857 | 0.99159
|  | 481.1083 | 0.9956
|  | 481.3309 | 0.99862
|  | 481.5535 | 1
|  | 481.7761 | 0.99731
|  | 481.9987 | 0.99523
|  | 482.2214 | 0.99255
|  | 482.444 | 0.99242
|  | 482.6667 | 0.99375
|  | 482.8893 | 0.9916
|  | 483.112 | 0.99074
|  | 483.3347 | 0.98571
|  | 483.5575 | 0.98667
|  | 483.7802 | 0.98075
|  | 484.0029 | 0.97735
|  | 484.2257 | 0.9746
|  | 484.4485 | 0.97057
|  | 484.6712 | 0.9631
|  | 484.894 | 0.96023
|  | 485.1168 | 0.95096
|  | 485.3397 | 0.94672
|  | 485.5625 | 0.93961
|  | 485.7853 | 0.93704
|  | 486.0082 | 0.9268
|  | 486.2311 | 0.92413
|  | 486.4539 | 0.91241
|  | 486.6768 | 0.90628
|  | 486.8998 | 0.89627
|  | 487.1227 | 0.89152
|  | 487.3456 | 0.88082
|  | 487.5686 | 0.87592
|  | 487.7915 | 0.86645
|  | 488.0145 | 0.85861
|  | 488.2375 | 0.84692
|  | 488.4605 | 0.84104
|  | 488.6835 | 0.82907
|  | 488.9065 | 0.82363
|  | 489.1296 | 0.81373
|  | 489.3526 | 0.80909
|  | 489.5757 | 0.79653
|  | 489.7988 | 0.7898
|  | 490.0219 | 0.78018
|  | 490.245 | 0.77102
|  | 490.4681 | 0.76196
|  | 490.6912 | 0.7581
|  | 490.9144 | 0.74825
|  | 491.1375 | 0.73669
|  | 491.3607 | 0.72417
|  | 491.5839 | 0.72138
|  | 491.8071 | 0.71031
|  | 492.0303 | 0.70304
|  | 492.2535 | 0.69149
|  | 492.4767 | 0.68256
|  | 492.7 | 0.67571
|  | 492.9232 | 0.67242
|  | 493.1465 | 0.66547
|  | 493.3698 | 0.65477
|  | 493.5931 | 0.64278
|  | 493.8164 | 0.63361
|  | 494.0397 | 0.62753
|  | 494.263 | 0.63347
|  | 494.4864 | 0.62646
|  | 494.7098 | 0.61819
|  | 494.9331 | 0.60156
|  | 495.1565 | 0.59141
|  | 495.3799 | 0.5858
|  | 495.6033 | 0.58217
|  | 495.8268 | 0.57676
|  | 496.0502 | 0.57239
|  | 496.2736 | 0.5679
|  | 496.4971 | 0.56312
|  | 496.7206 | 0.54885
|  | 496.9441 | 0.53957
|  | 497.1676 | 0.53051
|  | 497.3911 | 0.51935
|  | 497.6146 | 0.50364
|  | 497.8382 | 0.49772
|  | 498.0617 | 0.48896
|  | 498.2853 | 0.48578
|  | 498.5089 | 0.47638
|  | 498.7324 | 0.47414
|  | 498.9561 | 0.47042
|  | 499.1797 | 0.46832
|  | 499.4033 | 0.46069
|  | 499.6269 | 0.45233
|  | 499.8506 | 0.44482
|  | 500.0743 | 0.44201
|  | 500.2979 | 0.43424
|  | 500.5216 | 0.4282
|  | 500.7453 | 0.41881
|  | 500.9691 | 0.41327
|  | 501.1928 | 0.40947
|  | 501.4165 | 0.40537
|  | 501.6403 | 0.40154
|  | 501.8641 | 0.39898
|  | 502.0879 | 0.38982
|  | 502.3117 | 0.38201
|  | 502.5355 | 0.37279
|  | 502.7593 | 0.36439
|  | 502.9831 | 0.35723
|  | 503.207 | 0.35401
|  | 503.4308 | 0.34858
|  | 503.6547 | 0.34475
|  | 503.8786 | 0.33508
|  | 504.1025 | 0.33279
|  | 504.3264 | 0.32557
|  | 504.5503 | 0.32253
|  | 504.7742 | 0.31578
|  | 504.9982 | 0.30892
|  | 505.2221 | 0.30258
|  | 505.4461 | 0.3004
|  | 505.6701 | 0.29363
|  | 505.8941 | 0.29062
|  | 506.1181 | 0.28523
|  | 506.3421 | 0.28327
|  | 506.5662 | 0.27728
|  | 506.7902 | 0.27207
|  | 507.0143 | 0.26419
|  | 507.2384 | 0.25928
|  | 507.4625 | 0.25438
|  | 507.6866 | 0.25125
|  | 507.9107 | 0.24479
|  | 508.1348 | 0.24348
|  | 508.3589 | 0.24002
|  | 508.5831 | 0.2376
|  | 508.8072 | 0.23143
|  | 509.0314 | 0.22883
|  | 509.2556 | 0.2227
|  | 509.4798 | 0.21792
|  | 509.704 | 0.21324
|  | 509.9282 | 0.20963
|  | 510.1525 | 0.20486
|  | 510.3767 | 0.20157
|  | 510.601 | 0.19547
|  | 510.8253 | 0.19349
|  | 511.0496 | 0.18794
|  | 511.2739 | 0.18533
|  | 511.4982 | 0.18048
|  | 511.7225 | 0.17776
|  | 511.9469 | 0.17181
|  | 512.1712 | 0.17001
|  | 512.3956 | 0.16505
|  | 512.6199 | 0.16386
|  | 512.8443 | 0.15764
|  | 513.0687 | 0.15643
|  | 513.2932 | 0.15266
|  | 513.5176 | 0.15229
|  | 513.742 | 0.14806
|  | 513.9665 | 0.14638
|  | 514.1909 | 0.14376
|  | 514.4154 | 0.14186
|  | 514.6399 | 0.13771
|  | 514.8644 | 0.13566
|  | 515.0889 | 0.13182
|  | 515.3135 | 0.13231
|  | 515.538 | 0.12785
|  | 515.7625 | 0.12705
|  | 515.9871 | 0.12276
|  | 516.2117 | 0.12219
|  | 516.4363 | 0.11898
|  | 516.6609 | 0.11883
|  | 516.8855 | 0.11798
|  | 517.1101 | 0.11601
|  | 517.3348 | 0.11317
|  | 517.5594 | 0.11295
|  | 517.7841 | 0.10945
|  | 518.0088 | 0.10787
|  | 518.2335 | 0.10485
|  | 518.4582 | 0.10385
|  | 518.6829 | 0.099346
|  | 518.9076 | 0.10079
|  | 519.1323 | 0.097696
|  | 519.3571 | 0.098771
|  | 519.5819 | 0.09623
|  | 519.8066 | 0.09656
|  | 520.0314 | 0.09341
|  | 520.2562 | 0.092894
|  | 520.481 | 0.090136
|  | 520.7059 | 0.090872
|  | 520.9307 | 0.089436
|  | 521.1556 | 0.088506
|  | 521.3804 | 0.084808
|  | 521.6053 | 0.085578
|  | 521.8302 | 0.082853
|  | 522.0551 | 0.083722
|  | 522.28 | 0.080619
|  | 522.505 | 0.077152
|  | 522.7299 | 0.07688
|  | 522.9548 | 0.074575
|  | 523.1798 | 0.073658
|  | 523.4048 | 0.071514
|  | 523.6298 | 0.070761
|  | 523.8548 | 0.069194
|  | 524.0798 | 0.069261
|  | 524.3048 | 0.066246
|  | 524.5299 | 0.065555
|  | 524.7549 | 0.063637
|  | 524.98 | 0.064227
|  | 525.2051 | 0.060767
|  | 525.4301 | 0.061214
|  | 525.6552 | 0.057404
|  | 525.8804 | 0.05907
|  | 526.1055 | 0.056601
|  | 526.3306 | 0.056027
|  | 526.5558 | 0.054885
|  | 526.7809 | 0.053927
|  | 527.0061 | 0.052488
|  | 527.2313 | 0.052164
|  | 527.4565 | 0.049454
|  | 527.6817 | 0.050354
|  | 527.9069 | 0.047259
|  | 528.1322 | 0.047979
|  | 528.3574 | 0.046117
|  | 528.5827 | 0.045948
|  | 528.808 | 0.043234
|  | 529.0332 | 0.044542
|  | 529.2585 | 0.04235
|  | 529.4839 | 0.043394
|  | 529.7092 | 0.040434
|  | 529.9345 | 0.042296
|  | 530.1599 | 0.039681
|  | 530.3852 | 0.040009
|  | 530.6106 | 0.038417
|  | 530.836 | 0.038598
|  | 531.0614 | 0.037127
|  | 531.2868 | 0.037539
|  | 531.5122 | 0.03505
|  | 531.7377 | 0.035895
|  | 531.9631 | 0.032752
|  | 532.1886 | 0.03375
|  | 532.414 | 0.031971
|  | 532.6395 | 0.033481
|  | 532.865 | 0.031129
|  | 533.0905 | 0.030757
|  | 533.316 | 0.029447
|  | 533.5416 | 0.030357
|  | 533.7671 | 0.027807
|  | 533.9927 | 0.028463
|  | 534.2182 | 0.026695
|  | 534.4438 | 0.027633
|  | 534.6694 | 0.026199
|  | 534.895 | 0.026518
|  | 535.1207 | 0.02474
|  | 535.3463 | 0.025811
|  | 535.5719 | 0.023292
|  | 535.7976 | 0.024182
|  | 536.0233 | 0.023377
|  | 536.2489 | 0.024263
|  | 536.4746 | 0.022485
|  | 536.7003 | 0.023508
|  | 536.926 | 0.021948
|  | 537.1518 | 0.022126
|  | 537.3775 | 0.021367
|  | 537.6033 | 0.021591
|  | 537.829 | 0.020139
|  | 538.0548 | 0.020006
|  | 538.2806 | 0.019388
|  | 538.5064 | 0.019976
|  | 538.7322 | 0.0194
|  | 538.9581 | 0.019295
|  | 539.1839 | 0.018231
|  | 539.4097 | 0.018571
|  | 539.6356 | 0.017629
|  | 539.8615 | 0.018689
|  | 540.0874 | 0.017047
|  | 540.3133 | 0.018222
|  | 540.5392 | 0.016487
|  | 540.7651 | 0.017077
|  | 540.991 | 0.015473
|  | 541.217 | 0.016937
|  | 541.443 | 0.015276
|  | 541.6689 | 0.016316
|  | 541.8949 | 0.014957
|  | 542.1209 | 0.016067
|  | 542.3469 | 0.014031
|  | 542.5729 | 0.014646
|  | 542.799 | 0.014249
|  | 543.025 | 0.014598
|  | 543.2511 | 0.013436
|  | 543.4772 | 0.013801
|  | 543.7032 | 0.012926
|  | 543.9293 | 0.013885
|  | 544.1554 | 0.011902
|  | 544.3816 | 0.013793
|  | 544.6077 | 0.011909
|  | 544.8338 | 0.013372
|  | 545.06 | 0.011824
|  | 545.2862 | 0.012493
|  | 545.5123 | 0.011339
|  | 545.7385 | 0.012135
|  | 545.9647 | 0.010533
|  | 546.191 | 0.011622
|  | 546.4172 | 0.011031
|  | 546.6434 | 0.011355
|  | 546.8697 | 0.0099223
|  | 547.0959 | 0.011426
|  | 547.3222 | 0.01015
|  | 547.5485 | 0.010551
|  | 547.7748 | 0.0097045
|  | 548.0011 | 0.01062
|  | 548.2274 | 0.0093141
|  | 548.4538 | 0.010362
|  | 548.6801 | 0.0089644
|  | 548.9065 | 0.0095914
|  | 549.1329 | 0.0094805
|  | 549.3592 | 0.0091953
|  | 549.5856 | 0.0085235
|  | 549.8121 | 0.0093672
|  | 550.0385 | 0.0083277
|  | 550.2649 | 0.0087232
|  | 550.4914 | 0.0081885
|  | 550.7178 | 0.0084458
|  | 550.9443 | 0.0081945
|  | 551.1708 | 0.0084886
|  | 551.3973 | 0.0077421
|  | 551.6238 | 0.0085179
|  | 551.8503 | 0.0071038
|  | 552.0768 | 0.0079669
|  | 552.3034 | 0.0069602
|  | 552.5299 | 0.0075928
|  | 552.7565 | 0.0066243
|  | 552.9831 | 0.007614
|  | 553.2096 | 0.006882
|  | 553.4362 | 0.0070027
|  | 553.6629 | 0.0063262
|  | 553.8895 | 0.0071603
|  | 554.1161 | 0.0060402
|  | 554.3428 | 0.0065246
|  | 554.5694 | 0.005801
|  | 554.7961 | 0.006265
|  | 555.0228 | 0.0057754
|  | 555.2495 | 0.0070403
|  | 555.4762 | 0.0056431
|  | 555.7029 | 0.0062495
|  | 555.9297 | 0.0054703
|  | 556.1564 | 0.0061418
|  | 556.3832 | 0.0053044
|  | 556.6099 | 0.0063116
|  | 556.8367 | 0.0052195
|  | 557.0635 | 0.0055342
|  | 557.2903 | 0.005302
|  | 557.5171 | 0.005571
|  | 557.744 | 0.0045009
|  | 557.9708 | 0.0054695
|  | 558.1977 | 0.0045227
|  | 558.4245 | 0.0054729
|  | 558.6514 | 0.0047068
|  | 558.8783 | 0.005018
|  | 559.1052 | 0.0047553
|  | 559.3321 | 0.0051472
|  | 559.559 | 0.0041923
|  | 559.786 | 0.0052483
|  | 560.0129 | 0.0040397
|  | 560.2399 | 0.0050811
|  | 560.4669 | 0.0038913
|  | 560.6938 | 0.0049565
|  | 560.9208 | 0.0037175
|  | 561.1478 | 0.0048158
|  | 561.3749 | 0.0036004
|  | 561.6019 | 0.0049608
|  | 561.8289 | 0.0034275
|  | 562.056 | 0.0048346
|  | 562.2831 | 0.0040101
|  | 562.5102 | 0.0048864
|  | 562.7372 | 0.0030826
|  | 562.9643 | 0.0044661
|  | 563.1915 | 0.003393
|  | 563.4186 | 0.0040878
|  | 563.6457 | 0.0030205
|  | 563.8729 | 0.0044257
|  | 564.1 | 0.0030944
|  | 564.3272 | 0.0037978
|  | 564.5544 | 0.0031692
|  | 564.7816 | 0.0039601
|  | 565.0088 | 0.0029569
|  | 565.236 | 0.0038783
|  | 565.4633 | 0.002786
|  | 565.6905 | 0.0039713
|  | 565.9178 | 0.0022084
|  | 566.145 | 0.0042134
|  | 566.3723 | 0.003247
|  | 566.5996 | 0.0033648
|  | 566.8269 | 0.0022532
|  | 567.0542 | 0.0032096
|  | 567.2816 | 0.0029253
|  | 567.5089 | 0.0031895
|  | 567.7363 | 0.002278
|  | 567.9636 | 0.0040237
|  | 568.191 | 0.0024702
|  | 568.4184 | 0.0036569
|  | 568.6458 | 0.0025458
|  | 568.8732 | 0.0034362
|  | 569.1006 | 0.0020368
|  | 569.3281 | 0.0030068
|  | 569.5555 | 0.0021982
|  | 569.783 | 0.0033402
|  | 570.0104 | 0.0025277
|  | 570.2379 | 0.0030627
|  | 570.4654 | 0.0021659
|  | 570.6929 | 0.0033015
|  | 570.9204 | 0.0021314
|  | 571.148 | 0.0029861
|  | 571.3755 | 0.0019958
|  | 571.6031 | 0.0030532
|  | 571.8306 | 0.0021099
|  | 572.0582 | 0.0037402
|  | 572.2858 | 0.0015486
|  | 572.5134 | 0.0028407
|  | 572.741 | 0.0013135
|  | 572.9686 | 0.0019167
|  | 573.1963 | 0.0022698
|  | 573.4239 | 0.0027319
|  | 573.6516 | 0.0020115
|  | 573.8792 | 0.0024778
|  | 574.1069 | 0.0018317
|  | 574.3346 | 0.0024832
|  | 574.5623 | 0.0014264
|  | 574.79 | 0.0030684
|  | 575.0178 | 0.0015354
|  | 575.2455 | 0.0022664
|  | 575.4733 | 0.0013028
|  | 575.701 | 0.002559
|  | 575.9288 | 0.0018457
|  | 576.1566 | 0.0019417
|  | 576.3844 | 0.0013712
|  | 576.6122 | 0.0029147
|  | 576.84 | 0.00088077
|  | 577.0679 | 0.0026816
|  | 577.2957 | 0.0017463
|  | 577.5236 | 0.0026011
|  | 577.7514 | 0.001841
|  | 577.9793 | 0.0025249
|  | 578.2072 | 0.0018448
|  | 578.4351 | 0.0016864
|  | 578.663 | 0.0013412
|  | 578.891 | 0.0022106
|  | 579.1189 | 0.0016269
|  | 579.3468 | 0.0019527
|  | 579.5748 | 0.0013316
|  | 579.8028 | 0.0021884
|  | 580.0308 | 0.001188
|  | 580.2588 | 0.0020954
|  | 580.4868 | 0.0023321
|  | 580.7148 | 0.001341
|  | 580.9428 | 0.002257
|  | 581.1709 | 0.0012507
|  | 581.3989 | 0.0020974
|  | 581.627 | 0.00147
|  | 581.8551 | 0.0024475
|  | 582.0832 | 0.0012657
|  | 582.3113 | 0.0024538
|  | 582.5394 | 0.00085227
|  | 582.7675 | 0.002238
|  | 582.9956 | 0.0010524
|  | 583.2238 | 0.0017959
|  | 583.452 | 0.00056354
|  | 583.6801 | 0.0019151
|  | 583.9083 | 0.00044285
|  | 584.1365 | 0.002176
|  | 584.3647 | 0.00046475
|  | 584.5929 | 0.0025338
|  | 584.8212 | 0.00073935
|  | 585.0494 | 0.0018408
|  | 585.2777 | 0.0011041
|  | 585.5059 | 0.0018438
|  | 585.7342 | 0.00049201
|  | 585.9625 | 0.0016789
|  | 586.1908 | 0.00051204
|  | 586.4191 | 0.0020016
|  | 586.6474 | 0.00088255
|  | 586.8758 | 0.001846
|  | 587.1041 | 0.00068815
|  | 587.3325 | 0.0024083
|  | 587.5608 | 0.00112
|  | 587.7892 | 0.0015149
|  | 588.0176 | 0.0010825
|  | 588.246 | 0.0017876
|  | 588.4744 | 0.0003417
|  | 588.7028 | 0.001653
|  | 588.9313 | 0.0013885
|  | 589.1597 | 0.0022553
|  | 589.3882 | 0.00054948
|  | 589.6167 | 0.0017729
|  | 589.8451 | 0.00043765
|  | 590.0736 | 0.0017684
|  | 590.3021 | 0.00060282
|  | 590.5307 | 0.0016539
|  | 590.7592 | 0.0011744
|  | 590.9877 | 0.0017421
|  | 591.2163 | 0.00088413
|  | 591.4449 | 0.002282
|  | 591.6734 | 0.00045573
|  | 591.902 | 0.0016191
|  | 592.1306 | 0.00068393
|  | 592.3592 | 0.0013793
|  | 592.5879 | 0.00065586
|  | 592.8165 | 0.0015358
|  | 593.0451 | 0.00062707
|  | 593.2738 | 0.0016333
|  | 593.5025 | 0.00055014
|  | 593.7311 | 0.0013765
|  | 593.9598 | 0.00081598
|  | 594.1885 | 0.001966
|  | 594.4172 | 0.0005668
|  | 594.646 | 0.001495
|  | 594.8747 | 0.00075386
|  | 595.1034 | 0.0011463
|  | 595.3322 | 0.00084094
|  | 595.561 | 0.0012118
|  | 595.7898 | 0.00054345
|  | 596.0186 | 0.0018053
|  | 596.2474 | 0.00063252
|  | 596.4762 | 0.0012969
|  | 596.705 | 0.00096443
|  | 596.9338 | 0.0015935
|  | 597.1627 | 0.00034176
|  | 597.3916 | 0.0013579
|  | 597.6204 | 0.00052822
|  | 597.8493 | 0.0012752
|  | 598.0782 | 0.00050749
|  | 598.3071 | 0.0015532
|  | 598.536 | 0.00072161
|  | 598.765 | 0.0015253
|  | 598.9939 | 0.00096541
|  | 599.2229 | 0.0014895
|  | 599.4518 | 0.00080429
|  | 599.6808 | 0.0011455
|  | 599.9098 | 0.00026973
|  | 600.1388 | 0.0012581
|  | 600.3678 | 0.0004613
|  | 600.5968 | 0.0012954
|  | 600.8259 | 0.0009263
|  | 601.0549 | 0.0017029
|  | 601.284 | 0.00055707
|  | 601.513 | 0.0015616
|  | 601.7421 | 0.00062356
|  | 601.9712 | 0.001182
|  | 602.2003 | 0.00048741
|  | 602.4294 | 0.0010907
|  | 602.6585 | 9.1089e-05
|  | 602.8877 | 0.0007041
|  | 603.1168 | 0.00039427
|  | 603.346 | 0.0010468
|  | 603.5751 | 0.00084779
|  | 603.8043 | 0.00098315
|  | 604.0335 | 0.00083522
|  | 604.2627 | 0.001575
|  | 604.4919 | 0.00089658
|  | 604.7211 | 0.00085657
|  | 604.9504 | 0.00031496
|  | 605.1796 | 0.0011145
|  | 605.4089 | 0.00055786
|  | 605.6382 | 0.0017972
|  | 605.8674 | 0.00033774
|  | 606.0967 | 0.0014889
|  | 606.326 | 0.00023861
|  | 606.5554 | 0.0011396
|  | 606.7847 | 0.00051531
|  | 607.014 | 0.0012523
|  | 607.2434 | 0.00050932
|  | 607.4727 | 0.0010042
|  | 607.7021 | 8.3493e-05
|  | 607.9315 | 0.001246
|  | 608.1609 | 0.00041271
|  | 608.3903 | 0.0017967
|  | 608.6197 | 0.00095004
|  | 608.8491 | 0.0014223
|  | 609.0786 | 0.0010458
|  | 609.308 | 0.0013341
|  | 609.5375 | 0.00047643
|  | 609.767 | 0.0012184
|  | 609.9964 | 0.00030864
|  | 610.2259 | 0.0010875
|  | 610.4555 | 0.00023845
|  | 610.685 | 0.0012322
|  | 610.9145 | 0.0002353
|  | 611.144 | 0.0012335
|  | 611.3736 | 0.00015513
|  | 611.6032 | 0.0012061
|  | 611.8327 | 0.00020389
|  | 612.0623 | 0.0012407
|  | 612.2919 | 0.0002834
|  | 612.5215 | 0.00077952
|  | 612.7511 | 0.00044024
|  | 612.9808 | 0.0012893
|  | 613.2104 | 0.00045823
|  | 613.4401 | 0.0014535
|  | 613.6697 | 0.00050806
|  | 613.8994 | 0.0014373
|  | 614.1291 | 3.7548e-05
|  | 614.3588 | 0.0011375
|  | 614.5885 | 0.00063382
|  | 614.8182 | 0.0011013
|  | 615.048 | 0.00070841
|  | 615.2777 | 0.0012865
|  | 615.5074 | 0.00020033
|  | 615.7372 | 0.00087425
|  | 615.967 | -6.8012e-09
|  | 616.1968 | 0.00091489
|  | 616.4266 | 0.00028927
|  | 616.6564 | 0.00090747
|  | 616.8862 | 0.00054121
|  | 617.116 | 0.0012415
|  | 617.3459 | 0.00050243
|  | 617.5757 | 0.00084358
|  | 617.8056 | 0.00043467
|  | 618.0355 | 0.00094376
|  | 618.2654 | 0.00034021
|  | 618.4953 | 0.0010292
|  | 618.7252 | 0.00053505
|  | 618.9551 | 0.00090239
|  | 619.185 | 8.2796e-05
|  | 619.415 | 0.0013953
|  | 619.6449 | 0.00014335
|  | 619.8749 | 0.0011589
|  | 620.1049 | 0.00046304
|  | 620.3348 | 0.0010282
|  | 620.5648 | 0.00027701
|  | 620.7949 | 0.0010218
|  | 621.0249 | 0.00018952
|  | 621.2549 | 0.00094868
|  | 621.4849 | 6.3795e-05
|  | 621.715 | 0.001419
|  | 621.9451 | -0.0003531
|  | 622.1751 | 0.0012281
|  | 622.4052 | 4.2982e-05
|  | 622.6353 | 0.0014668
|  | 622.8654 | 0.00026092
|  | 623.0956 | 0.0011152
|  | 623.3257 | 0.00042132
|  | 623.5558 | 0.0010907
|  | 623.786 | 0.00041359
|  | 624.0162 | 0.0013377
|  | 624.2463 | 0.00010182
|  | 624.4765 | 0.0011208
|  | 624.7067 | 0.00026249
|  | 624.9369 | 0.001093
|  | 625.1671 | -5.2076e-05
|  | 625.3974 | 0.0010517
|  | 625.6276 | -3.5347e-05
|  | 625.8579 | 0.00093185
|  | 626.0881 | -0.00030592
|  | 626.3184 | 0.00090202
|  | 626.5487 | 0.00011616
|  | 626.779 | 0.0008477
|  | 627.0093 | 0.00037034
|  | 627.2396 | 0.0013929
|  | 627.4699 | -0.00024391
|  | 627.7003 | 0.00097399
|  | 627.9306 | 6.9258e-05
|  | 628.161 | 0.0012157
|  | 628.3914 | -0.00031611
|  | 628.6218 | 0.0012244
|  | 628.8522 | -0.00049499
|  | 629.0826 | 0.0010039
|  | 629.313 | -0.00047722
|  | 629.5434 | 0.00084288
|  | 629.7738 | -0.00017123
|  | 630.0043 | 0.0013833
|  | 630.2348 | 0.00017303
|  | 630.4652 | 0.00104
|  | 630.6957 | -0.00021607
|  | 630.9262 | 0.00083246
|  | 631.1567 | -0.00034758
|  | 631.3872 | 0.00085989
|  | 631.6178 | 0.00020677
|  | 631.8483 | 0.00093288
|  | 632.0788 | -0.00017525
|  | 632.3094 | 0.0010336
|  | 632.54 | -0.00045662
|  | 632.7706 | 0.00088673
|  | 633.0011 | -5.8936e-05
|  | 633.2318 | 0.00067397
|  | 633.4624 | 0.00045594
|  | 633.693 | 0.0014186
|  | 633.9236 | 5.2685e-05
|  | 634.1543 | 0.00066475
|  | 634.3849 | 0.00023866
|  | 634.6156 | 0.00077761
|  | 634.8463 | -5.5185e-05
|  | 635.077 | 0.00099848
|  | 635.3077 | -0.0002476
|  | 635.5384 | 0.00081836
|  | 635.7691 | -0.00026014
|  | 635.9998 | 0.0006683
|  | 636.2306 | 0.00013343
|  | 636.4614 | 0.00067939
|  | 636.6921 | -0.00015372
|  | 636.9229 | 0.00099057
|  | 637.1537 | -0.00019549
|  | 637.3845 | 0.0011165
|  | 637.6153 | -0.00069187
|  | 637.8461 | 0.00084416
|  | 638.077 | 0.00013472
|  | 638.3078 | 0.000675
|  | 638.5386 | 0.00019337
|  | 638.7695 | 0.00098979
|  | 639.0004 | -0.00049536
|  | 639.2313 | 4.9513e-05
|  | 639.4622 | 0.00089982
|  | 639.6931 | 0.00014059
|  | 639.924 | 0.00067011
|  | 640.1549 | 0.00030222
|  | 640.3859 | 0.0012912
|  | 640.6168 | -0.00025109
|  | 640.8478 | 0.001043
|  | 641.0788 | 9.2153e-05
|  | 641.3097 | 0.0005316
|  | 641.5407 | -3.0174e-07
|  | 641.7717 | 0.0007735
|  | 642.0028 | -6.9705e-05
|  | 642.2338 | 0.00064153
|  | 642.4648 | -0.00060956
|  | 642.6959 | 0.0011572
|  | 642.9269 | 0.00032282
|  | 643.158 | 0.00054069
|  | 643.3891 | -0.00023311
|  | 643.6202 | 0.0010302
|  | 643.8513 | -0.00037325
|  | 644.0824 | 0.00162
|  | 644.3135 | -6.0401e-05
|  | 644.5447 | 0.00051609
|  | 644.7758 | -0.00015061
|  | 645.007 | 0.0010879
|  | 645.2381 | -0.00085522
|  | 645.4693 | 0.0010311
|  | 645.7005 | -0.00059591
|  | 645.9317 | 0.00083871
|  | 646.1629 | -0.00021187
|  | 646.3941 | 0.0007072
|  | 646.6254 | -7.094e-05
|  | 646.8566 | 0.0010101
|  | 647.0879 | 6.5477e-05
|  | 647.3191 | 0.00068067
|  | 647.5504 | -0.00014274
|  | 647.7817 | 0.00088563
|  | 648.013 | 0.00071656
|  | 648.2443 | 0.0012331
|  | 648.4756 | -0.00031874
|  | 648.7069 | 0.00080262
|  | 648.9383 | -0.00062652
|  | 649.1696 | 0.00045053
|  | 649.401 | -0.00021043
|  | 649.6323 | 0.00052176
|  | 649.8637 | 0.00013355
|  | 650.0951 | 0.0013408
|  | 650.3265 | -0.00025476
|  | 650.5579 | 0.00097509
|  | 650.7894 | 0.00044218
|  | 651.0208 | 0.0011352
|  | 651.2522 | -6.8509e-05
|  | 651.4837 | 0.00061869
|  | 651.7152 | -0.0005038
|  | 651.9467 | 0.00094568
|  | 652.1781 | -3.2383e-05
|  | 652.4096 | 0.0010604
|  | 652.6412 | -0.00028074
|  | 652.8727 | 0.00053527
|  | 653.1042 | -0.00048661
|  | 653.3357 | 0.0012332
|  | 653.5673 | -0.00050717
|  | 653.7989 | 0.00061902
|  | 654.0304 | -0.00052068
|  | 654.262 | 0.00072804
|  | 654.4936 | 2.6055e-05
|  | 654.7252 | 0.00058205
|  | 654.9568 | -0.00012603
|  | 655.1885 | 0.0009644
|  | 655.4201 | -3.1725e-05
|  | 655.6518 | 0.00094649
|  | 655.8834 | -0.00070817
|  | 656.1151 | 0.00088441
|  | 656.3468 | -4.9437e-05
|  | 656.5785 | 0.00012046
|  | 656.8102 | -0.00022964
|  | 657.0419 | 0.0007437
|  | 657.2736 | -1.6402e-05
|  | 657.5053 | 0.00067706
|  | 657.7371 | -0.00088556
|  | 657.9688 | 0.0004668
|  | 658.2006 | -0.00040496
|  | 658.4324 | 0.00037465
|  | 658.6641 | -0.0004117
|  | 658.8959 | 0.00077042
|  | 659.1278 | -0.0007525
|  | 659.3596 | 0.00083199
|  | 659.5914 | -0.00021908
|  | 659.8232 | 0.00060997
|  | 660.0551 | 3.3852e-05
|  | 660.2869 | 0.0005722
|  | 660.5188 | -6.6727e-05
|  | 660.7507 | 0.00014234
|  | 660.9826 | 3.6571e-05
|  | 661.2145 | 0.00056116
|  | 661.4464 | -0.00052191
|  | 661.6783 | 0.00022656
|  | 661.9103 | -0.00061995
|  | 662.1422 | 0.00053142
|  | 662.3742 | 0.00067965
|  | 662.6061 | 0.00087825
|  | 662.8381 | -0.00025714
|  | 663.0701 | 0.00031656
|  | 663.3021 | -0.00034725
|  | 663.5341 | 0.00063759
|  | 663.7661 | -0.00027667
|  | 663.9981 | 0.00033717
|  | 664.2302 | -0.00037207
|  | 664.4622 | 0.00077833
|  | 664.6943 | -2.693e-05
|  | 664.9264 | 0.00053049
|  | 665.1584 | -0.00015178
|  | 665.3905 | 0.00085923
|  | 665.6226 | -0.00049897
|  | 665.8548 | 0.00050653
|  | 666.0869 | -0.00027737
|  | 666.319 | 0.00073894
|  | 666.5512 | 9.191e-05
|  | 666.7833 | 0.00077737
|  | 667.0155 | -0.00061006
|  | 667.2477 | -4.3118e-05
|  | 667.4798 | -0.00037168
|  | 667.712 | 0.00061408
|  | 667.9442 | -0.00033879
|  | 668.1765 | 0.00054709
|  | 668.4087 | -0.00066759
|  | 668.6409 | 0.00082415
|  | 668.8732 | -0.00031672
|  | 669.1054 | 0.00044494
|  | 669.3377 | -4.6976e-05
|  | 669.57 | 0.00074499
|  | 669.8023 | -0.00027822
|  | 670.0346 | 0.00036399
|  | 670.2669 | -0.00021326
|  | 670.4992 | 0.00041518
|  | 670.7315 | -0.00035173
|  | 670.9639 | 0.00047783
|  | 671.1962 | -0.00042009
|  | 671.4286 | 0.00066325
|  | 671.661 | 7.8953e-05
|  | 671.8934 | 0.00047665
|  | 672.1258 | -0.00013408
|  | 672.3582 | 0.00056421
|  | 672.5906 | -0.00026747
|  | 672.823 | 0.00020002
|  | 673.0554 | -0.00031493
|  | 673.2879 | 0.00026233
|  | 673.5203 | -0.00026288
|  | 673.7528 | 0.00065047
|  | 673.9853 | -0.0002803
|  | 674.2178 | 0.00092882
|  | 674.4503 | 0.00013075
|  | 674.6828 | 0.00065287
|  | 674.9153 | 5.8611e-05
|  | 675.1478 | 3.0826e-05
|  | 675.3804 | -0.00046072
|  | 675.6129 | 0.00025641
|  | 675.8455 | -0.00033571
|  | 676.078 | -0.00016084
|  | 676.3106 | -0.0006642
|  | 676.5432 | 0.00055024
|  | 676.7758 | -0.00045653
|  | 677.0084 | 0.00010027
|  | 677.2411 | -0.00030293
|  | 677.4737 | 0.00023924
|  | 677.7063 | -0.00056803
|  | 677.939 | 0.00034358
|  | 678.1717 | -0.00071244
|  | 678.4043 | 0.00086061
|  | 678.637 | -0.0004856
|  | 678.8697 | 0.0011851
|  | 679.1024 | -0.0004975
|  | 679.3351 | 0.00066564
|  | 679.5679 | -0.00029009
|  | 679.8006 | 0.00067036
|  | 680.0333 | -0.00020998
|  | 680.2661 | 0.00080888
|  | 680.4989 | -0.00070102
|  | 680.7316 | 0.0002057
|  | 680.9644 | -0.00016708
|  | 681.1972 | 0.00045418
|  | 681.43 | -0.00075064
|  | 681.6628 | 0.00041688
|  | 681.8957 | -0.00016738
|  | 682.1285 | 0.00029732
|  | 682.3614 | -0.00049693
|  | 682.5942 | 0.00088953
|  | 682.8271 | -0.0003163
|  | 683.06 | 0.00027463
|  | 683.2929 | -0.00068368
|  | 683.5258 | 0.00022112
|  | 683.7587 | -0.0015623
|  | 683.9916 | 0.00025633
|  | 684.2245 | -0.00051569
|  | 684.4575 | 0.00048692
|  | 684.6904 | -6.9221e-05
|  | 684.9234 | 0.00052168
|  | 685.1564 | -0.00054376
|  | 685.3893 | 0.0006436
|  | 685.6223 | -0.00034356
|  | 685.8553 | -0.00028636
|  | 686.0883 | -0.00062668
|  | 686.3214 | 0.00031599
|  | 686.5544 | -0.00047363
|  | 686.7874 | 0.0004994
|  | 687.0205 | -0.00076461
|  | 687.2536 | 0.0011891
|  | 687.4866 | -0.00040446
|  | 687.7197 | 0.0005006
|  | 687.9528 | -0.00045225
|  | 688.1859 | 0.00067056
|  | 688.419 | -0.00033935
|  | 688.6522 | 0.00093676
|  | 688.8853 | -0.00048706
|  | 689.1184 | 0.00048177
|  | 689.3516 | -0.0012717
|  | 689.5848 | -4.9127e-05
|  | 689.8179 | -0.00048464
|  | 690.0511 | 3.1343e-05
|  | 690.2843 | -0.00056763
|  | 690.5175 | 5.1835e-05
|  | 690.7507 | -0.00077986
|  | 690.984 | 0.00051393
|  | 691.2172 | -0.00051089
|  | 691.4505 | 0.00024456
|  | 691.6837 | -0.00039921
|  | 691.917 | 0.00038462
|  | 692.1503 | -0.00059886
|  | 692.3835 | 0.00012123
|  | 692.6168 | -0.00091957
|  | 692.8501 | 0.00035
|  | 693.0835 | -0.00049103
|  | 693.3168 | 0.0002564
|  | 693.5501 | -0.00099672
|  | 693.7835 | 0.00037641
|  | 694.0168 | -0.00069659
|  | 694.2502 | 0.00044982
|  | 694.4836 | -0.0006661
|  | 694.717 | 0.00018453
|  | 694.9504 | -0.00074387
|  | 695.1838 | 0.00030879
|  | 695.4172 | -0.00064039
|  | 695.6506 | 0.00024902
|  | 695.8841 | -0.00062645
|  | 696.1175 | -9.6647e-05
|  | 696.351 | -0.0010428
|  | 696.5844 | 0.0001871
|  | 696.8179 | -0.00083786
|  | 697.0514 | 0.00044226
|  | 697.2849 | -0.00077028
|  | 697.5184 | 2.4921e-06
|  | 697.7519 | -0.00059007
|  | 697.9855 | 0.00040494
|  | 698.219 | -0.0006827
|  | 698.4526 | 0.00032042
|  | 698.6861 | 0.00037834
|  | 698.9197 | -0.00045648
|  | 699.1533 | 0.0009008
|  | 699.3869 | 0.00043645
|  | 699.6205 | 0.00026823
|  | 699.8541 | -0.00048757
|  | 700.0877 | 0.00027132
|  | 700.3213 | -0.00033774
|  | 700.555 | 0.00056538
|  | 700.7886 | -0.00095324
|  | 701.0223 | 0.00039411
|  | 701.2559 | -0.00079886
|  | 701.4896 | 0.00061462
|  | 701.7233 | -0.00097988
|  | 701.957 | 8.4416e-05
|  | 702.1907 | -0.00095981
|  | 702.4244 | 0.00060187
|  | 702.6582 | -0.00055727
|  | 702.8919 | 0.0007857
|  | 703.1257 | -0.0009717
|  | 703.3594 | 0.00022192
|  | 703.5932 | -0.0010709
|  | 703.827 | 0.00066441
|  | 704.0608 | -0.00082022
|  | 704.2946 | 0.00034819
|  | 704.5284 | -0.00047622
|  | 704.7622 | -3.3507e-05
|  | 704.996 | -0.00051808
|  | 705.2299 | 0.00010284
|  | 705.4637 | -0.000783
|  | 705.6976 | 0.00034467
|  | 705.9314 | -0.00088335
|  | 706.1653 | 1.0794e-05
|  | 706.3992 | -0.00087698
|  | 706.6331 | 0.0005038
|  | 706.867 | -0.001
|  | 707.1009 | 0.00057385
|  | 707.3349 | -0.00095635
|  | 707.5688 | -4.9001e-06
|  | 707.8028 | -0.00054647
|  | 708.0367 | -8.2207e-05
|  | 708.2707 | -0.0012715
|  | 708.5047 | 0.00079864
|  | 708.7386 | -0.00025418
|  | 708.9726 | 0.00050188
|  | 709.2067 | -0.00081061
|  | 709.4407 | 4.4866e-05
|  | 709.6747 | -0.0010063
|  | 709.9087 | 0.00015942
|  | 710.1428 | 7.2949e-05
|  | 710.3768 | 0.00054547
|  | 710.6109 | -0.00092656
|  | 710.845 | 0.00085347
|  | 711.0791 | -0.0010952
|  | 711.3132 | 0.00067197
|  | 711.5473 | -0.0008358
|  | 711.7814 | -0.00022568
|  | 712.0155 | -0.00032702
|  | 712.2497 | -0.00013186
|  | 712.4838 | -0.00074752
|  | 712.718 | 0.00047191
|  | 712.9521 | -0.00053276
|  | 713.1863 | 0.00077231
|  | 713.4205 | -0.00028893
|  | 713.6547 | 0.00097775
|  | 713.8889 | -0.00038332
|  | 714.1231 | 0.0007034
|  | 714.3573 | -0.0011831
|  | 714.5916 | 9.1571e-05
|  | 714.8258 | -0.0012296
|  | 715.0601 | 6.8659e-05
|  | 715.2943 | -0.00058695
|  | 715.5286 | 0.00051866
|  | 715.7629 | -0.00073474
|  | 715.9972 | 0.0005701
|  | 716.2315 | -0.00036311
|  | 716.4658 | 0.00055125
|  | 716.7001 | -0.00070103
|  | 716.9345 | -1.0367e-05
|  | 717.1688 | -0.00018482
|  | 717.4032 | 3.6516e-05
|  | 717.6375 | -0.0005499
|  | 717.8719 | -0.00020446
|  | 718.1063 | -0.00083607
|  | 718.3407 | 0.0004799
|  | 718.5751 | -0.0012253
|  | 718.8095 | 0.00016432
|  | 719.0439 | -0.00042126
|  | 719.2783 | 0.00071236
|  | 719.5128 | -0.00059935
|  | 719.7472 | 0.00037499
|  | 719.9817 | -0.00037552
|  | 720.2162 | 0.00059954
|  | 720.4506 | -0.0003478
|  | 720.6851 | 0.00048437
|  | 720.9196 | -0.0010994
|  | 721.1541 | 0.00058361
|  | 721.3887 | -0.00047475
|  | 721.6232 | 0.00046985
|  | 721.8577 | -0.00065904
|  | 722.0923 | 0.00018238
|  | 722.3268 | -0.00066143
|  | 722.5614 | 0.00056641
|  | 722.796 | -0.00075617
|  | 723.0306 | 0.00030941
|  | 723.2652 | -0.0012152
|  | 723.4998 | 0.00066983
|  | 723.7344 | -0.00060324
|  | 723.969 | 0.00055779
|  | 724.2037 | -0.0010765
|  | 724.4383 | 0.0005979
|  | 724.673 | -0.0010438
|  | 724.9076 | 0.00045617
|  | 725.1423 | -0.0011313
|  | 725.377 | 0.00034062
|  | 725.6117 | -0.00098566
|  | 725.8464 | 0.00011465
|  | 726.0811 | -0.00093201
|  | 726.3158 | 0.00045276
|  | 726.5505 | -0.00070918
|  | 726.7853 | 0.00038924
|  | 727.02 | -0.00062386
|  | 727.2548 | 0.00053268
|  | 727.4896 | -0.0011776
|  | 727.7244 | -5.2913e-05
|  | 727.9591 | -0.00027961
|  | 728.1939 | 0.00026939
|  | 728.4288 | -0.00084881
|  | 728.6636 | 0.00025898
|  | 728.8984 | -0.001131
|  | 729.1332 | 0.00026864
|  | 729.3681 | -0.00063699
|  | 729.6029 | 0.00044159
|  | 729.8378 | -0.00065173
|  | 730.0727 | 0.00055187
|  | 730.3076 | -0.0011058
|  | 730.5425 | 0.00032817
|  | 730.7774 | -0.00081267
|  | 731.0123 | 0.0004259
|  | 731.2472 | -0.000813
|  | 731.4822 | 0.00034542
|  | 731.7171 | -0.00045001
|  | 731.9521 | 0.00015825
|  | 732.187 | -0.00079311
|  | 732.422 | 0.00072694
|  | 732.657 | -0.0010849
|  | 732.892 | -0.00028182
|  | 733.127 | -0.00078653
|  | 733.362 | -0.00010176
|  | 733.597 | 5.7185e-05
|  | 733.832 | 3.5918e-05
|  | 734.0671 | -0.00048177
|  | 734.3021 | 0.00025551
|  | 734.5372 | -0.00069538
|  | 734.7723 | 0.00055719
|  | 735.0073 | -0.00081475
|  | 735.2424 | 0.00029311
|  | 735.4775 | -0.00072667
|  | 735.7126 | 0.00027779
|  | 735.9477 | -0.00064964
|  | 736.1829 | 0.00028177
|  | 736.418 | -0.00044373
|  | 736.6532 | -6.1309e-05
|  | 736.8883 | -0.00095964
|  | 737.1235 | -0.00020595
|  | 737.3586 | -0.00087494
|  | 737.5938 | 0.00044121
|  | 737.829 | -0.00096037
|  | 738.0642 | 8.0668e-05
|  | 738.2994 | -0.00095265
|  | 738.5347 | 0.00042921
|  | 738.7699 | -0.00091107
|  | 739.0051 | 0.00071407
|  | 739.2404 | -0.00084893
|  | 739.4756 | 0.00051343
|  | 739.7109 | -0.00031979
|  | 739.9462 | 0.00015688
|  | 740.1815 | -0.00094721
|  | 740.4168 | 6.7722e-05
|  | 740.6521 | -0.00060924
|  | 740.8874 | 0.00026701
|  | 741.1227 | -0.0011953
|  | 741.3581 | 1.6993e-05
|  | 741.5934 | -0.00091796
|  | 741.8288 | 0.00047109
|  | 742.0641 | -0.0010312
|  | 742.2995 | -9.6928e-05
|  | 742.5349 | -0.00061035
|  | 742.7703 | 3.0216e-05
|  | 743.0057 | -0.00061251
|  | 743.2411 | 0.00010215
|  | 743.4765 | -0.00070826
|  | 743.7119 | 0.00040926
|  | 743.9474 | -0.0010547
|  | 744.1828 | 0.00029318
|  | 744.4183 | -0.0011197
|  | 744.6538 | -5.2535e-05
|  | 744.8892 | -0.00091507
|  | 745.1247 | 3.6826e-05
|  | 745.3602 | -0.0010694
|  | 745.5957 | 0.00015137
|  | 745.8312 | -0.00096854
|  | 746.0668 | -5.3807e-05
|  | 746.3023 | -0.0013661
|  | 746.5378 | 0.00068094
|  | 746.7734 | -0.00046667
|  | 747.009 | 0.00031371
|  | 747.2445 | -7.9652e-05
|  | 747.4801 | 0.00043985
|  | 747.7157 | -0.00055596
|  | 747.9513 | -0.00029548
|  | 748.1869 | -0.00037775
|  | 748.4225 | 0.00081197
|  | 748.6582 | -0.00089913
|  | 748.8938 | 0.00022843
|  | 749.1294 | -0.00039491
|  | 749.3651 | 0.00044967
|  | 749.6008 | -0.0010348
|  | 749.8364 | 0.00030304
|  | 750.0721 | -0.0012653
|  | 750.3078 | 0.00038343
|  | 750.5435 | -0.00091784
|  | 750.7792 | 0.00020371
|  | 751.015 | -0.00042036
|  | 751.2507 | 0.00046396
|  | 751.4864 | -0.00039971
|  | 751.7222 | 0.0010463
|  | 751.9579 | -0.00095735
|  | 752.1937 | 0.00021768
|  | 752.4295 | -0.00024241
|  | 752.6653 | 9.1892e-05
|  | 752.9011 | -0.0010346
|  | 753.1369 | 0.00054564
|  | 753.3727 | -0.00074157
|  | 753.6085 | 0.0002998
|  | 753.8443 | -0.0009077
|  | 754.0802 | 0.00062253
|  | 754.316 | -0.00083913
|  | 754.5519 | 0.00024316
|  | 754.7878 | -0.00064806
|  | 755.0236 | 0.00032548
|  | 755.2595 | -0.00067087
|  | 755.4954 | 0.00024498
|  | 755.7313 | -0.0011941
|  | 755.9673 | 0.00010842
|  | 756.2032 | -0.00077863
|  | 756.4391 | 4.9443e-05
|  | 756.6751 | -0.0011741
|  | 756.911 | 0.000299
|  | 757.147 | -0.0011218
|  | 757.383 | -0.0003757
|  | 757.6189 | -0.0010583
|  | 757.8549 | 7.1026e-05
|  | 758.0909 | -0.00012287
|  | 758.3269 | 0.00052132
|  | 758.563 | -0.00099001
|  | 758.799 | -0.00089605
|  | 759.035 | 0.00047754
|  | 759.2711 | -0.0010251
|  | 759.5071 | 0.00085918
|  | 759.7432 | 9.8592e-05
|  | 759.9793 | 0.00017956
|  | 760.2154 | -0.0014858
|  | 760.4514 | 0.0003884
|  | 760.6876 | -0.00036919
|  | 760.9237 | 0.00048511
|  | 761.1598 | -0.00084101
|  | 761.3959 | 0.00025202
|  | 761.6321 | -0.00093425
|  | 761.8682 | -7.6912e-05
|  | 762.1044 | -0.0011184
|  | 762.3405 | 0.00025355
|  | 762.5767 | -0.00065039
|  | 762.8129 | 9.3921e-05
|  | 763.0491 | -0.00048173
|  | 763.2853 | 0.00092311
|  | 763.5215 | -0.0013774
|  | 763.7577 | 0.00016637
|  | 763.9939 | 0.00065308
|  | 764.2302 | 0.00021353
|  | 764.4664 | -0.00088477
|  | 764.7027 | 0.0003062
|  | 764.939 | -0.0013463
|  | 765.1752 | 0.00066013
|  | 765.4115 | -0.00088312
|  | 765.6478 | 0.0001727
|  | 765.8841 | -0.0012882
|  | 766.1204 | 0.00034518
|  | 766.3568 | -0.00043412
|  | 766.5931 | -0.00013303
|  | 766.8294 | -0.00035544
|  | 767.0658 | -7.0392e-05
|  | 767.3021 | -0.0014985
|  | 767.5385 | 0.00031331
|  | 767.7749 | -0.00092343
|  | 768.0113 | 0.0002741
|  | 768.2477 | -0.0015341
|  | 768.4841 | 0.00052448
|  | 768.7205 | -0.0011817
|  | 768.9569 | 0.00044652
|  | 769.1933 | -0.0008521
|  | 769.4298 | 0.00068229
|  | 769.6662 | -9.1747e-05
|  | 769.9027 | 0.00024185
|  | 770.1392 | -0.00016073
|  | 770.3756 | 0.00046751
|  | 770.6121 | -0.00073018
|  | 770.8486 | -0.00027607
|  | 771.0851 | -0.00083766
|  | 771.3216 | 1.8919e-05
|  | 771.5582 | -0.00012773
|  | 771.7947 | -0.00016627
|  | 772.0312 | -0.0011054
|  | 772.2678 | 0.00052407
|  | 772.5044 | -0.00065176
|  | 772.7409 | 0.00070466
|  | 772.9775 | -0.0009001
|  | 773.2141 | 0.0010887
|  | 773.4507 | -0.00091589
|  | 773.6873 | 0.00051414
|  | 773.9239 | -0.0019268
|  | 774.1605 | 0.00057791
|  | 774.3972 | -0.0010123
|  | 774.6338 | -4.3335e-05
|  | 774.8704 | -0.00063988
|  | 775.1071 | 0.00044768
|  | 775.3438 | -0.0011897
|  | 775.5804 | 0.0006361
|  | 775.8171 | -0.0012985
|  | 776.0538 | 0.00010768
|  | 776.2905 | -0.0015845
|  | 776.5272 | 0.00031914
|  | 776.764 | -0.0016341
|  | 777.0007 | 0.00024432
|  | 777.2374 | -0.00085472
|  | 777.4742 | 0.00083437
|  | 777.7109 | -0.00031124
|  | 777.9477 | 0.00057079
|  | 778.1845 | -0.00068134
|  | 778.4213 | 0.00056408
|  | 778.6581 | -0.0016039
|  | 778.8949 | 7.0856e-05
|  | 779.1317 | -0.0018132
|  | 779.3685 | 1.0078e-05
|  | 779.6053 | -0.0012678
|  | 779.8422 | -0.00062631
|  | 780.079 | -0.00063076
|  | 780.3159 | 0.001116
|  | 780.5527 | -0.0015651
|  | 780.7896 | 0.00022289
|  | 781.0265 | -0.00099934
|  | 781.2634 | 0.00074431
|  | 781.5003 | -0.0011187
|  | 781.7372 | 0.0012103
|  | 781.9741 | -0.00090104
|  | 782.211 | 0.0011784
|  | 782.448 | -0.0014894
|  | 782.6849 | -0.00025691
|  | 782.9219 | -0.00056061
|  | 783.1588 | 0.00061336
|  | 783.3958 | -0.0007994
|  | 783.6328 | 0.00023628
|  | 783.8698 | -0.00069332
|  | 784.1068 | 0.00056746
|  | 784.3438 | -0.0018144
|  | 784.5808 | 0.00050218
|  | 784.8178 | -0.0016184
|  | 785.0549 | 0.000764
|  | 785.2919 | -0.0013457
|  | 785.529 | 0.00041118
|  | 785.766 | -0.00070105
|  | 786.0031 | -0.00034413
|  | 786.2402 | -0.0011119
|  | 786.4773 | 0.0013953
|  | 786.7144 | -0.0010001
|  | 786.9515 | 0.00065889
|  | 787.1886 | -0.0010533
|  | 787.4257 | 0.001043
|  | 787.6629 | -0.0014131
|  | 787.9 | 0.0018896
|  | 788.1371 | -0.00074854
|  | 788.3743 | 0.00089561
|  | 788.6115 | -0.0016966
|  | 788.8487 | 0.00033051
|  | 789.0858 | -0.0010748
|  | 789.323 | 0.00061042
|  | 789.5602 | -0.00094632
|  | 789.7975 | 4.7574e-05
|  | 790.0347 | -0.0013196
|  | 790.2719 | 0.00044783
|  | 790.5091 | -0.00094425
|  | 790.7464 | 0.0014132
|  | 790.9836 | -0.0013543
|  | 791.2209 | 0.00065594
|  | 791.4582 | -0.0017364
|  | 791.6955 | -0.00026774
|  | 791.9328 | -0.00041741
|  | 792.1701 | 0.00089552
|  | 792.4074 | -0.0017757
|  | 792.6447 | -0.00028364
|  | 792.882 | -0.00091878
|  | 793.1194 | -7.533e-05
|  | 793.3567 | -0.00062792
|  | 793.5941 | 0.0011981
|  | 793.8314 | -0.0011749
|  | 794.0688 | 0.00093381
|  | 794.3062 | -0.0017167
|  | 794.5436 | 0.00024118
|  | 794.781 | -0.002042
|  | 795.0184 | 0.00056151
|  | 795.2558 | -0.0012179
|  | 795.4932 | 0.00013536
|  | 795.7306 | -0.00061548
|  | 795.9681 | -0.00035111
|  | 796.2055 | -0.0015651
|  | 796.443 | 0.0012382
|  | 796.6804 | -0.0015473
|  | 796.9179 | 0.00070365
|  | 797.1554 | -4.9672e-05
|  | 797.3929 | 0.0009715
|  | 797.6304 | -0.0011545
|  | 797.8679 | 0.0006468
|  | 798.1054 | -0.0007286
|  | 798.343 | 7.9212e-06
|  | 798.5805 | -0.0015092
|  | 798.818 | 0.0013203
|  | 799.0556 | -0.0013247
|  | 799.2932 | 0.00066728
|  | 799.5307 | -0.0024752
|  | 799.7683 | 0.00018012
|  | 800.0059 | -0.0014207
|  | 800.2435 | 0.0008134
|  | 800.4811 | -0.0015808
|  | 800.7187 | 0.00057851
|  | 800.9564 | -0.0018639
|  | 801.194 | 0.00073559
|  | 801.4316 | -0.00084267
|  | 801.6693 | -0.00070771
|  | 801.9069 | -0.00069187
|  | 802.1446 | 6.0951e-06
|  | 802.3823 | -0.0011181
|  | 802.62 | -0.00051377
|  | 802.8577 | -0.00076398
|  | 803.0954 | 0.00037873
|  | 803.3331 | -0.002303
|  | 803.5708 | 0.00079472
|  | 803.8085 | -0.0018671
|  | 804.0463 | 0.00084162
|  | 804.284 | -0.00060682
|  | 804.5218 | 0.00048433
|  | 804.7595 | -0.0011344
|  | 804.9973 | 0.00026951
|  | 805.2351 | -0.00080227
|  | 805.4729 | 0.001319
|  | 805.7107 | -0.0008518
|  | 805.9485 | -5.1995e-05
|  | 806.1863 | -0.0011962
|  | 806.4241 | 0.00092353
|  | 806.6619 | -0.0010143
|  | 806.8998 | 0.0011272
|  | 807.1376 | -0.0011246
|  | 807.3755 | 0.00013983
|  | 807.6134 | -0.0018098
|  | 807.8512 | 0.00027099
|  | 808.0891 | -0.0010612
|  | 808.327 | -1.8804e-05
|  | 808.5649 | -0.0018586
|  | 808.8028 | -0.00035538
|  | 809.0407 | -0.0021292
|  | 809.2787 | 0.00027669
|  | 809.5166 | -0.001272
|  | 809.7545 | 0.0013573
|  | 809.9925 | -0.00096261
|  | 810.2304 | 0.0013345
|  | 810.4684 | -0.00085625
|  | 810.7064 | 0.00060161
|  | 810.9444 | -0.00078764
|  | 811.1824 | -0.00057285
|  | 811.4204 | -0.0017213
|  | 811.6584 | 0.00031213
|  | 811.8964 | -0.0007945
|  | 812.1344 | -0.00015436
|  | 812.3725 | -0.00088062
|  | 812.6105 | 0.00045774
|  | 812.8486 | -0.0003673
|  | 813.0866 | 0.00096746
|  | 813.3247 | -0.0014248
|  | 813.5628 | 0.00075886
|  | 813.8009 | -0.001609
|  | 814.039 | 0.00061794
|  | 814.2771 | -0.0018488
|  | 814.5152 | 0.0015153
|  | 814.7533 | -0.0016361
|  | 814.9915 | 0.0017095
|  | 815.2296 | -0.0018237
|  | 815.4678 | 0.0002152
|  | 815.7059 | -0.0009863
|  | 815.9441 | 0.0007237
|  | 816.1822 | -0.0013831
|  | 816.4204 | 0.00052648
|  | 816.6586 | -0.0023038
|  | 816.8968 | -0.00077156
|  | 817.135 | 4.1012e-06
|  | 817.3732 | 0.0012143
|  | 817.6115 | -0.0019843
|  | 817.8497 | 0.0012595
|  | 818.0879 | -0.0011582
|  | 818.3262 | 5.2365e-05
|  | 818.5645 | -0.0012888
|  | 818.8027 | 9.5709e-05
|  | 819.041 | -0.00085247
|  | 819.2793 | 0.00063042
|  | 819.5176 | 0.00053775
|  | 819.7559 | -0.0013332
|  | 819.9942 | 0.00023715
|  | 820.2325 | -0.0010056
|  | 820.4708 | 9.6407e-05
|  | 820.7092 | -0.0019333
|  | 820.9475 | 0.0010431
|  | 821.1859 | -0.0019911
|  | 821.4242 | -8.9058e-05
|  | 821.6626 | -0.0017077
|  | 821.901 | 0.00041831
|  | 822.1394 | -0.0016475
|  | 822.3777 | 0.00068414
|  | 822.6161 | -0.0014451
|  | 822.8546 | 0.00069451
|  | 823.093 | -0.0020129
|  | 823.3314 | 0.00091375
|  | 823.5698 | -0.0016148
|  | 823.8083 | -0.00010124
|  | 824.0467 | -0.0020908
|  | 824.2852 | 0.001585
|  | 824.5237 | -0.00038329
|  | 824.7621 | 0.00096951
|  | 825.0006 | -0.0012734
|  | 825.2391 | 0.00036437
|  | 825.4776 | -0.0017884
|  | 825.7161 | 0.00065277
|  | 825.9547 | -0.00085071
|  | 826.1932 | 0.0007702
|  | 826.4317 | -0.0014813
|  | 826.6703 | -0.00033582
|  | 826.9088 | -0.0016916
|  | 827.1474 | 0.00029022
|  | 827.386 | -0.0014873
|  | 827.6245 | 0.00041878
|  | 827.8631 | -0.0016661
|  | 828.1017 | 0.00060142
|  | 828.3403 | -0.0011646
|  | 828.5789 | -5.7445e-05
|  | 828.8175 | -0.0010625
|  | 829.0562 | 9.5842e-05
|  | 829.2948 | -0.00094143
|  | 829.5335 | -2.347e-05
|  | 829.7721 | -0.0010499
|  | 830.0108 | 3.1153e-05
|  | 830.2494 | -0.0019117
|  | 830.4881 | 0.00073491
|  | 830.7268 | -0.0020049
|  | 830.9655 | -0.00041733
|  | 831.2042 | -0.00055395
|  | 831.4429 | -0.00010832
|  | 831.6816 | -0.00099743
|  | 831.9204 | 0.00043644
|  | 832.1591 | -0.00078141
|  | 832.3978 | 0.0003454
|  | 832.6366 | -0.0013679
|  | 832.8753 | 0.00011066
|  | 833.1141 | -0.0014692
|  | 833.3529 | 0.0012865
|  | 833.5917 | -0.0010786
|  | 833.8305 | 0.00050404
|  | 834.0693 | -0.0019695
|  | 834.3081 | 0.00035112
|  | 834.5469 | -0.002223
|  | 834.7857 | 0.00056646
|  | 835.0246 | -0.0010861
|  | 835.2634 | 3.7958e-06
|  | 835.5023 | -0.001374
|  | 835.7411 | -8.0145e-06
|  | 835.98 | -0.00054604
|  | 836.2189 | 0.00037011
|  | 836.4577 | -0.00080908
|  | 836.6966 | 0.00023165
|  | 836.9355 | -0.0013805
|  | 837.1745 | 0.0010565
|  | 837.4134 | -0.0007212
|  | 837.6523 | 0.00031266
|  | 837.8912 | -0.0018372
|  | 838.1302 | 0.00044581
|  | 838.3691 | -0.00082818
|  | 838.6081 | 0.00016792
|  | 838.847 | -0.0022845
|  | 839.086 | 0.00072613
|  | 839.325 | -0.0013004
|  | 839.564 | 0.00068617
|  | 839.803 | -0.0017293
|  | 840.042 | -0.00024009
|  | 840.281 | -0.0011922
|  | 840.52 | 4.1462e-05
|  | 840.7591 | -0.0017476
|  | 840.9981 | 0.00038568
|  | 841.2372 | -0.0010397
|  | 841.4762 | 0.00033921
|  | 841.7153 | -0.0013387
|  | 841.9544 | 0.00041439
|  | 842.1934 | -0.0016439
|  | 842.4325 | 0.0010678
|  | 842.6716 | -0.0015305
|  | 842.9107 | 0.00046654
|  | 843.1498 | -0.00053233
|  | 843.389 | 0.00024759
|  | 843.6281 | -0.00065876
|  | 843.8672 | 0.00017039
|  | 844.1064 | -0.00062257
|  | 844.3455 | 0.00030357
|  | 844.5847 | -0.00054074
|  | 844.8239 | 0.0002749
|  | 845.063 | -0.001082
|  | 845.3022 | 0.00068626
|  | 845.5414 | -0.00074569
|  | 845.7806 | 0.001089
|  | 846.0198 | -0.0017308
|  | 846.2591 | -0.00028736
|  | 846.4983 | 0.00024372
|  | 846.7375 | 0.00033335
|  | 846.9768 | -0.0021958
|  | 847.216 | 0.00098271
|  | 847.4553 | -0.0010549
|  | 847.6945 | 7.4102e-05
|  | 847.9338 | -0.00074823
|  | 848.1731 | 0.00022409
|  | 848.4124 | -0.0013414
|  | 848.6517 | -0.00048018
|  | 848.891 | -0.00070685
|  | 849.1303 | 2.2633e-05
|  | 849.3696 | -0.0018915
|  | 849.609 | 0.00092911
|  | 849.8483 | -0.00094288
|  | 850.0877 | 0.00095582
|  | 850.327 | -0.00096198
|  | 850.5664 | 0.00018916
|  | 850.8057 | -0.00047819
|  | 851.0451 | 0.00046128
|  | 851.2845 | -0.0010919
|  | 851.5239 | -0.00012641
|  | 851.7633 | -0.00052009
|  | 852.0027 | 0.00027532
|  | 852.2422 | -0.0017316
|  | 852.4816 | 0.00060466
|  | 852.721 | -0.0012323
|  | 852.9605 | 0.00012698
|  | 853.1999 | -0.001315
|  | 853.4394 | 0.001015
|  | 853.6788 | -0.0016396
|  | 853.9183 | 0.00096914
|  | 854.1578 | -0.00084269
|  | 854.3973 | 0.0012827
|  | 854.6368 | -0.00048841
|  | 854.8763 | 0.00055175
|  | 855.1158 | -0.0011282
|  | 855.3553 | 0.0013308
|  | 855.5949 | -0.0016502
|  | 855.8344 | 0.00056705
|  | 856.074 | -0.0019043
|  | 856.3135 | -0.00016234
|  | 856.5531 | -0.0015457
|  | 856.7927 | 0.00014944
|  | 857.0322 | -0.0021683
|  | 857.2718 | -7.9974e-06
|  | 857.5114 | -0.0011655
|  | 857.751 | 0.00046388
|  | 857.9906 | -0.0012679
|  | 858.2303 | -0.00032689
|  | 858.4699 | -0.0019686
|  | 858.7095 | 0.00044188
|  | 858.9492 | -0.0012966
|  | 859.1888 | 0.0011747
|  | 859.4285 | -0.0018323
|  | 859.6681 | 0.00019911
|  | 859.9078 | -0.001138
|  | 860.1475 | 0.00020704
|  | 860.3872 | -0.00097173
|  | 860.6269 | 0.00061869
|  | 860.8666 | -0.00088627
|  | 861.1063 | 0.0014994
|  | 861.346 | -0.0019628
|  | 861.5858 | 0.00017455
|  | 861.8255 | -0.0019303
|  | 862.0653 | 2.0849e-05
|  | 862.305 | -0.0018213
|  | 862.5448 | 0.0005272
|  | 862.7845 | -0.0028671
|  | 863.0243 | 0.00033275
|  | 863.2641 | -0.0021304
|  | 863.5039 | -0.00062482
|  | 863.7437 | -0.00088267
|  | 863.9835 | 0.00070968
|  | 864.2233 | -0.0022836
|  | 864.4632 | -0.00030431
|  | 864.703 | -0.0017014
|  | 864.9428 | 0.00077862
|  | 865.1827 | -0.0011091
|  | 865.4225 | -7.8705e-05
|  | 865.6624 | -0.0014479
|  | 865.9023 | 0.001914
|  | 866.1422 | -0.0022845
|  | 866.382 | 0.00045004
|  | 866.6219 | -0.0015413
|  | 866.8618 | 0.0004375
|  | 867.1018 | -0.0011474
|  | 867.3417 | 0.00044547
|  | 867.5816 | -0.0027974
|  | 867.8215 | 0.0019616
|  | 868.0615 | -0.0015911
|  | 868.3014 | 0.0011268
|  | 868.5414 | -0.0027241
|  | 868.7814 | 0.0009427
|  | 869.0213 | -0.001286
|  | 869.2613 | 0.0014268
|  | 869.5013 | -0.0025186
|  | 869.7413 | 0.001229
|  | 869.9813 | -0.0019427
|  | 870.2213 | -0.00034071
|  | 870.4613 | -0.0023816
|  | 870.7014 | -0.0010781
|  | 870.9414 | -0.0020855
|  | 871.1814 | -1.4107e-05
|  | 871.4215 | -0.0024448
|  | 871.6616 | -0.00061934
|  | 871.9016 | -0.0029294
|  | 872.1417 | 0.00020511
|  | 872.3818 | -0.0027412
|  | 872.6219 | 0.00035917
|  | 872.862 | -0.0030377
|  | 873.1021 | 0.00056751
|  | 873.3422 | -0.0016375
|  | 873.5823 | 0.00053053
|  | 873.8224 | -0.0027528
|  | 874.0626 | 0.0022854
|  | 874.3027 | -0.0013226
|  | 874.5429 | 0.00078189
|  | 874.783 | -0.0015486
|  | 875.0232 | -0.0007437
|  | 875.2634 | -0.00011599
|  | 875.5036 | -0.00167
|  | 875.7438 | -0.0023752
|  | 875.984 | 0.00076687
|  | 876.2242 | -0.0021666
|  | 876.4644 | -0.00031961
|  | 876.7046 | -0.0034357
|  | 876.9448 | -0.00022508
|  | 877.1851 | -0.0014859
|  | 877.4253 | 0.001349
|  | 877.6656 | -0.002839
|  | 877.9058 | 0.00072393
|  | 878.1461 | -0.0022245
|  | 878.3864 | 0.0012439
|  | 878.6267 | -0.0027499
|  | 878.8669 | -0.00073272
|  | 879.1072 | -0.0035467
|  | 879.3475 | -0.00018673
|  | 879.5879 | -0.003479
|  | 879.8282 | 0.00065174
|  | 880.0685 | -0.0022686
|  | 880.3089 | 0.00040751
|  | 880.5492 | -0.0013786
|  | 880.7895 | -0.0021063
|  | 881.0299 | 0.002169
|  | 881.2703 | -0.0018682
|  | 881.5107 | -0.0014654
|  | 881.751 | -0.0018517
|  | 881.9914 | 0.0025598
|  | 882.2318 | -0.002263
|  | 882.4722 | 0.0010423
|  | 882.7126 | -0.002269
|  | 882.9531 | 0.0010125
|  | 883.1935 | -0.0021161
|  | 883.4339 | -0.00075366
|  | 883.6744 | -0.0038641
|  | 883.9148 | -0.00058097
|  | 884.1553 | -0.0024446
|  | 884.3958 | 0.00134
|  | 884.6362 | -0.0024156
|  | 884.8767 | 0.0026764
|  | 885.1172 | -0.0023366
|  | 885.3577 | 0.0026041
|  | 885.5982 | -0.0029722
|  | 885.8387 | 0.0013724
|  | 886.0792 | -0.0010003
|  | 886.3198 | -1.1289e-06
|  | 886.5603 | -0.0049209
|  | 886.8008 | 0.00074017
|  | 887.0414 | -0.00384
|  | 887.2819 | 0.0014696
|  | 887.5225 | -0.0025134
|  | 887.7631 | -0.0015659
|  | 888.0037 | -0.0030987
|  | 888.2443 | 0.00071522
|  | 888.4848 | -0.0006282
|  | 888.7255 | 8.9837e-05
|  | 888.9661 | -0.0017315
|  | 889.2067 | 0.00011457
|  | 889.4473 | -0.0024211
|  | 889.6879 | 0.00056702
|  | 889.9286 | -0.0026666
|  | 890.1692 | -0.00061931
|  | 890.4099 | -0.0011154
|  | 890.6505 | -0.00037327
|  | 890.8912 | -0.0040435
|  | 891.1319 | 0.00075232
|  | 891.3726 | -0.003308
|  | 891.6133 | 0.00089062
|  | 891.854 | -0.0030002
|  | 892.0947 | 0.0014042
|  | 892.3354 | -0.0054877
|  | 892.5761 | 0.0015165
|  | 892.8169 | -0.0029658
|  | 893.0576 | 0.00040443
|  | 893.2983 | -0.0015026
|  | 893.5391 | 2.6856e-05
|  | 893.7799 | -0.003229
|  | 894.0206 | 0.0024357
|  | 894.2614 | -0.0014909
|  | 894.5022 | 0.0019776
|  | 894.743 | -0.0028377
|  | 894.9838 | 9.1056e-05
|  | 895.2246 | -0.0017597
|  | 895.4654 | 0.00116
|  | 895.7062 | -0.0036069
|  | 895.947 | 0.00062257
|  | 896.1879 | -0.0048574
|  | 896.4287 | -0.00025604
|  | 896.6696 | -0.0025481
|  | 896.9104 | 0.002823
|  | 897.1513 | -0.0013822
|  | 897.3922 | 0.0017036
|  | 897.633 | -0.0047674
|  | 897.8739 | 0.00028409
|  | 898.1148 | -0.0038273
|  | 898.3557 | 0.00041908
|  | 898.5966 | -0.0017205
|  | 898.8376 | 0.00022867
|  | 899.0785 | -0.0050187
|  | 899.3194 | -0.00022632
|  | 899.5604 | -0.0041534
|  | 899.8013 | 0.0011469
|  | 900.0423 | -0.0041071
|  | 900.2832 | 0.0013007
|  | 900.5242 | -0.0027881
|  | 900.7652 | -0.00059739
|  | 901.0061 | -0.0058242
|  | 901.2471 | 0.0013998
|  | 901.4881 | -0.0043172
|  | 901.7291 | 0.00070318
|  | 901.9702 | -0.0034886
|  | 902.2112 | -0.00056817
|  | 902.4522 | -0.0027755
|  | 902.6932 | 0.0022477
|  | 902.9343 | -0.0027141
|  | 903.1753 | 0.0018548
|  | 903.4164 | -0.0036764
|  | 903.6575 | 0.001247
|  | 903.8985 | -0.0041331
|  | 904.1396 | 0.0012973
|  | 904.3807 | -0.0020782
|  | 904.6218 | 0.00045649
|  | 904.8629 | -0.00084047
|  | 905.104 | 4.8423e-05
|  | 905.3451 | -0.0046944
|  | 905.5862 | 0.002721
|  | 905.8274 | -0.0015239
|  | 906.0685 | 0.0023188
|  | 906.3097 | -0.00097206
|  | 906.5508 | -0.00037415
|  | 906.792 | -0.004021
|  | 907.0331 | -0.0013297
|  | 907.2743 | -0.0012809
|  | 907.5155 | 0.0012432
|  | 907.7567 | -0.0033857
|  | 907.9979 | 0.0011143
|  | 908.2391 | -0.003946
|  | 908.4803 | -0.0002519
|  | 908.7215 | -0.0052183
|  | 908.9627 | 0.0016473
|  | 909.204 | -0.0044722
|  | 909.4452 | 0.0015463
|  | 909.6865 | -0.0054658
|  | 909.9277 | 0.0013199
|  | 910.169 | -0.0064043
|  | 910.4102 | 0.0003292
|  | 910.6515 | -0.0033006
|  | 910.8928 | 0.0030203
|  | 911.1341 | -0.0027822
|  | 911.3754 | -0.0004192
|  | 911.6167 | -0.0021794
|  | 911.858 | 0.0017742
|  | 912.0993 | -0.00034186
|  | 912.3407 | 0.0014054
|  | 912.582 | -0.0055699
|  | 912.8233 | 0.0021793
|  | 913.0647 | -0.0024652
|  | 913.306 | -0.0010587
|  | 913.5474 | -0.0063625
|  | 913.7888 | 0.00073297
|  | 914.0302 | -0.00090873
|  | 914.2715 | 0.0029458
|  | 914.5129 | -0.0028386
|  | 914.7543 | 0.0014156
|  | 914.9957 | -0.0025594
|  | 915.2372 | -0.00012668
|  | 915.4786 | -0.0031249
|  | 915.72 | 0.0030258
|  | 915.9614 | -0.0045804
|  | 916.2029 | 0.0027661
|  | 916.4443 | -0.0060027
|  | 916.6858 | 0.0021326
|  | 916.9273 | -0.001371
|  | 917.1687 | 0.0030389
|  | 917.4102 | -0.0044818
|  | 917.6517 | 0.00098957
|  | 917.8932 | -0.0046387
|  | 918.1347 | -0.0010449
|  | 918.3762 | -0.0032695
|  | 918.6177 | 0.0039252
|  | 918.8592 | -0.0026407
|  | 919.1008 | 0.00014709
|  | 919.3423 | -0.0040227
|  | 919.5838 | 0.0018418
|  | 919.8254 | -0.0034879
|  | 920.067 | 0.00050068
|  | 920.3085 | -0.0012741
|  | 920.5501 | 0.00047421
|  | 920.7917 | -0.00062462
|  | 921.0333 | 0.0015935
|  | 921.2748 | -0.0048036
|  | 921.5164 | 0.00087254
|  | 921.7581 | -0.0022124
|  | 921.9997 | 0.0035173
|  | 922.2413 | -0.0065818
|  | 922.4829 | -0.00020012
|  | 922.7246 | -0.002375
|  | 922.9662 | 0.00012607
|  | 923.2079 | -0.0029073
|  | 923.4495 | -1.3663e-05
|  | 923.6912 | -0.006098
|  | 923.9328 | 0.0016392
|  | 924.1745 | -0.003086
|  | 924.4162 | 0.0018034
|  | 924.6579 | -0.002381
|  | 924.8996 | 0.00071852
|  | 925.1413 | -0.0024654
|  | 925.383 | -0.00037066
|  | 925.6247 | -0.0048691
|  | 925.8665 | 0.0010136
|  | 926.1082 | -0.0023107
|  | 926.3499 | 0.003756
|  | 926.5917 | -0.0031127
|  | 926.8335 | 0.0035233
|  | 927.0752 | -0.0036157
|  | 927.317 | 0.0029275
|  | 927.5588 | -0.00088177
|  | 927.8005 | 0.0032654
|  | 928.0423 | -0.0031874
|  | 928.2841 | -3.2931e-05
|  | 928.5259 | -0.0024137
|  | 928.7678 | 0.0022149
|  | 929.0096 | -0.005583
|  | 929.2514 | -0.00095613
|  | 929.4932 | -0.0042308
|  | 929.7351 | 0.0016626
|  | 929.9769 | -0.0042893
|  | 930.2188 | 0.0021228
|  | 930.4606 | -0.0049182
|  | 930.7025 | -0.00015886
|  | 930.9444 | -0.0013508
|  | 931.1863 | 0.0022628
|  | 931.4282 | -0.0045565
|  | 931.6701 | 0.00061621
|  | 931.912 | -0.0031765
|  | 932.1539 | 0.0017532
|  | 932.3958 | -0.0022432
|  | 932.6377 | 0.002179
|  | 932.8796 | -0.0049383
|  | 933.1216 | 0.00030662
|  | 933.3635 | -0.0052102
|  | 933.6055 | 0.0014265
|  | 933.8474 | -0.0051696
|  | 934.0894 | -0.0016376
|  | 934.3314 | -0.0031435
|  | 934.5734 | -0.0011248
|  | 934.8153 | -0.0021068
|  | 935.0573 | 0.0015736
|  | 935.2993 | -0.005666
|  | 935.5414 | 0.0010988
|  | 935.7834 | -0.0039671
|  | 936.0254 | 0.0028574
|  | 936.2674 | -0.0040967
|  | 936.5095 | 0.0022003
|  | 936.7515 | -0.0025496
|  | 936.9935 | -0.0005754
|  | 937.2356 | -0.003561
|  | 937.4777 | -0.00017932
|  | 937.7197 | -0.0050987
|  | 937.9618 | -0.0021526
|  | 938.2039 | -0.0062414
|  | 938.446 | 0.0032262
|  | 938.6881 | -0.0048778
|  | 938.9302 | 0.00066198
|  | 939.1723 | -0.0031461
|  | 939.4144 | -0.0022383
|  | 939.6565 | -0.002965
|  | 939.8987 | 0.0010045
|  | 940.1408 | -0.0075116
|  | 940.383 | -5.3824e-05
|  | 940.6251 | -0.0056336
|  | 940.8673 | 0.0079472
|  | 941.1094 | -0.0072561
|  | 941.3516 | 4.2552e-05
|  | 941.5938 | -0.0074278
|  | 941.836 | 0.0015057
|  | 942.0782 | -0.0055977
|  | 942.3204 | -0.0010984
|  | 942.5626 | 0.0022188
|  | 942.8048 | -0.0095986
|  | 943.047 | 0.0050237
|  | 943.2893 | -0.0051553
|  | 943.5315 | 0.0011231
|  | 943.7737 | -0.004121
|  | 944.016 | 0.00098366
|  | 944.2582 | -0.0056159
|  | 944.5005 | 0.001156
|  | 944.7428 | -7.7118e-05
|  | 944.985 | 0.0021034
|  | 945.2273 | -0.0072655
|  | 945.4696 | 0.0041794
|  | 945.7119 | -0.0032552
|  | 945.9542 | 0.0028991
|  | 946.1965 | -0.0071467
|  | 946.4388 | 0.0021849
|  | 946.6812 | -0.0056807
|  | 946.9235 | 0.0016077
|  | 947.1658 | -0.004125
|  | 947.4082 | 0.0035187
|  | 947.6505 | -0.0053531
|  | 947.8929 | 0.0012963
|  | 948.1353 | -0.0068248
|  | 948.3776 | 0.00076314
|  | 948.62 | -0.0040144
|  | 948.8624 | 0.001978
|  | 949.1048 | -0.0031244
|  | 949.3472 | 0.0028425
|  | 949.5896 | -0.0084784
|  | 949.832 | 0.0024046
|  | 950.0744 | -0.010588
|  | 950.3168 | 0.0030479
|  | 950.5593 | -0.0072615
|  | 950.8017 | 0.0037082
|  | 951.0442 | -0.0050292
|  | 951.2866 | 0.0041207
|  | 951.5291 | -0.0081244
|  | 951.7715 | 0.0012556
|  | 952.014 | -0.0060169
|  | 952.2565 | 0.0021203
|  | 952.499 | -0.011362
|  | 952.7415 | 0.002175
|  | 952.984 | -0.0072182
|  | 953.2265 | 2.1888e-05
|  | 953.469 | -0.0035699
|  | 953.7115 | 0.0022575
|  | 953.954 | -0.0086188
|  | 954.1966 | -0.002525
|  | 954.4391 | -0.0078659
|  | 954.6817 | 0.0020726
|  | 954.9242 | -0.0057921
|  | 955.1668 | 0.0004871
|  | 955.4093 | -0.0076188
|  | 955.6519 | -0.0017647
|  | 955.8945 | -0.0052317
|  | 956.1371 | 0.0027599
|  | 956.3797 | -0.0041096
|  | 956.6223 | 0.0029109
|  | 956.8649 | -0.0074535
|  | 957.1075 | 0.005372
|  | 957.3501 | -0.0045103
|  | 957.5927 | 0.00080374
|  | 957.8354 | -0.0092409
|  | 958.078 | 0.00068114
|  | 958.3207 | -0.0048703
|  | 958.5633 | 0.0035959
|  | 958.806 | -0.0030317
|  | 959.0486 | 0.0043364
|  | 959.2913 | -0.0082659
|  | 959.534 | 0.0024621
|  | 959.7767 | -0.0021025
|  | 960.0194 | 0.0038811
|  | 960.2621 | -0.003988
|  | 960.5048 | -0.0020243
|  | 960.7475 | -0.0092815
|  | 960.9902 | 0.0022465
|  | 961.2329 | -0.0084315
|  | 961.4757 | 0.0065648
|  | 961.7184 | -0.0054083
|  | 961.9612 | 0.00097833
|  | 962.2039 | -0.0047986
|  | 962.4467 | 0.0045034
|  | 962.6894 | -0.006387
|  | 962.9322 | 0.0069026
|  | 963.175 | -0.0026475
|  | 963.4178 | 0.00085491
|  | 963.6606 | -0.0066179
|  | 963.9034 | 0.0035275
|  | 964.1462 | -0.0020077
|  | 964.389 | 0.00095075
|  | 964.6318 | -0.0057263
|  | 964.8746 | 0.0013877
|  | 965.1175 | -0.0016429
|  | 965.3603 | 0.00045301
|  | 965.6031 | -0.0074839
|  | 965.846 | 0.00054343
|  | 966.0888 | -0.011866
|  | 966.3317 | 0.0048833
|  | 966.5746 | -0.0073147
|  | 966.8175 | 0.0013992
|  | 967.0603 | -0.0085168
|  | 967.3032 | 0.0026235
|  | 967.5461 | -0.0052314
|  | 967.789 | 0.0055057
|  | 968.0319 | -0.0087611
|  | 968.2749 | 0.00021505
|  | 968.5178 | -0.0026526
|  | 968.7607 | 0.0024758
|  | 969.0036 | -0.0054099
|  | 969.2466 | 0.0040962
|  | 969.4895 | -0.0048321
|  | 969.7325 | 0.0022386
|  | 969.9755 | -0.0024975
|  | 970.2184 | -0.00067489
|  | 970.4614 | -0.0053273
|  | 970.7044 | 0.0018736
|  | 970.9474 | -0.0064062
|  | 971.1904 | 0.0016902
|  | 971.4334 | -0.0073502
|  | 971.6764 | 0.0018017
|  | 971.9194 | -0.0054971
|  | 972.1624 | 0.0010715
|  | 972.4054 | -0.0068333
|  | 972.6485 | 0.00039079
|  | 972.8915 | -0.0071355
|  | 973.1346 | 0.0027209
|  | 973.3776 | -0.0075677
|  | 973.6207 | 7.6992e-05
|  | 973.8637 | -0.0095177
|  | 974.1068 | 0.0045552
|  | 974.3499 | -0.0044112
|  | 974.593 | 0.0030547
|  | 974.8361 | -0.0070776
|  | 975.0792 | 0.00127
|  | 975.3223 | -0.0091024
|  | 975.5654 | 0.0041833
|  | 975.8085 | -0.0072362
|  | 976.0516 | 0.0010986
|  | 976.2947 | -0.0058557
|  | 976.5379 | 0.00018267
|  | 976.781 | -0.00079182
|  | 977.0242 | -0.0004335
|  | 977.2673 | -0.0042951
|  | 977.5105 | 0.0031117
|  | 977.7537 | -0.013056
|  | 977.9968 | 0.0022714
|  | 978.24 | -0.0061433
|  | 978.4832 | 0.0055315
|  | 978.7264 | -0.0068035
|  | 978.9696 | 0.0014814
|  | 979.2128 | -0.0032387
|  | 979.456 | 0.0065999
|  | 979.6992 | -0.011145
|  | 979.9425 | 0.0028596
|  | 980.1857 | 0.0012585
|  | 980.4289 | 0.0050175
|  | 980.6722 | -0.0069023
|  | 980.9154 | 0.0043206
|  | 981.1587 | -0.0053191
|  | 981.4019 | 0.0023776
|  | 981.6452 | -0.010429
|  | 981.8885 | 0.004152
|  | 982.1318 | -0.0073111
|  | 982.3751 | 0.00068243
|  | 982.6184 | -0.0074642
|  | 982.8617 | 0.0088576
|  | 983.105 | -0.0069439
|  | 983.3483 | 0.0066489
|  | 983.5916 | -0.010425
|  | 983.8349 | 0.0079438
|  | 984.0783 | -0.0072274
|  | 984.3216 | -7.4289e-05
|  | 984.565 | -0.0070079
|  | 984.8083 | -0.0011697
|  | 985.0517 | -0.0070254
|  | 985.295 | 0.004582
|  | 985.5384 | -0.00912
|  | 985.7818 | 0.0074682
|  | 986.0252 | -0.0043672
|  | 986.2686 | 0.0021738
|  | 986.512 | -0.012692
|  | 986.7554 | 8.6078e-05
|  | 986.9988 | -0.013257
|  | 987.2422 | -0.0018393
|  | 987.4856 | -0.006992
|  | 987.729 | 0.0032055
|  | 987.9725 | -0.0060209
|  | 988.2159 | 0.0038989
|  | 988.4594 | -0.0088174
|  | 988.7028 | -0.0027968
|  | 988.9463 | -0.010298
|  | 989.1897 | 0.00079664
|  | 989.4332 | -0.0069331
|  | 989.6767 | 0.0028575
|  | 989.9202 | -0.011132
|  | 990.1637 | 0.0050882
|  | 990.4072 | -0.01264
|  | 990.6507 | 0.0042118
|  | 990.8942 | -0.0112
|  | 991.1377 | 0.0018697
|  | 991.3812 | -0.012793
|  | 991.6247 | 0.0031353
|  | 991.8683 | -0.0090784
|  | 992.1118 | 0.0029119
|  | 992.3553 | -0.013722
|  | 992.5989 | 0.0012232
|  | 992.8425 | -0.0081684
|  | 993.086 | 0.00028546
|  | 993.3296 | -0.0012141
|  | 993.5732 | 0.0045549
|  | 993.8168 | -0.011566
|  | 994.0603 | 0.0011473
|  | 994.3039 | -0.011505
|  | 994.5475 | 0.003727
|  | 994.7912 | -0.016067
|  | 995.0348 | 0.0029413
|  | 995.2784 | -0.0015964
|  | 995.522 | 0.0049098
|  | 995.7657 | -0.0087085
|  | 996.0093 | -0.00096899
|  | 996.2529 | -0.0096355
|  | 996.4966 | 0.0090261
|  | 996.7402 | -0.0086683
|  | 996.9839 | -8.2529e-05
|  | 997.2276 | -0.0069473
|  | 997.4713 | 0.0051955
|  | 997.7149 | -0.010259
|  | 997.9586 | 0.004974
|  | 998.2023 | -0.0068786
|  | 998.446 | 0.005487
|  | 998.6897 | -0.0059294
|  | 998.9334 | 0.0027759
|  | 999.1772 | -0.0095464
|  | 999.4209 | 0.0068253
|  | 999.6646 | -0.0072577
|  | 999.9084 | 0.0042107
|  | 1000.1521 | -0.016038
|  | 1000.3959 | 0.0037723
|  | 1000.6396 | -0.0093407
|  | 1000.8834 | 0.0047616
|  | 1001.1271 | -0.0094304
|  | 1001.3709 | -0.00093395
|  | 1001.6147 | -0.0053451
|  | 1001.8585 | 0.0031475
|  | 1002.1023 | -0.0030398
|  | 1002.3461 | 0.016481
|  | 1002.5899 | -0.010657
|  | 1002.8337 | 0.00077803
|  | 1003.0775 | -0.013211
|  | 1003.3213 | -0.002728
|  | 1003.5652 | -0.014544
|  | 1003.809 | 0.0081043
|  | 1004.0528 | -0.012841
|  | 1004.2967 | -0.00019137
|  | 1004.5405 | -0.0076681
|  | 1004.7844 | -0.015957
|  | 1005.0283 | 0.0073144
|  | 1005.2721 | -0.0090317
|  | 1005.516 | 0.003183
|  | 1005.7599 | -0.015924
|  | 1006.0038 | 0.00379
|  | 1006.2477 | -0.016261
|  | 1006.4916 | -0.00018082
|  | 1006.7355 | -0.0097296
|  | 1006.9794 | 0.005202
|  | 1007.2233 | -0.010964
|  | 1007.4672 | -0.0014744
|  | 1007.7112 | -0.014387
|  | 1007.9551 | 0.0019232
|  | 1008.1991 | -0.017491
|  | 1008.443 | 0.0032434
|  | 1008.687 | -0.011663
|  | 1008.9309 | -0.0049952
|  | 1009.1749 | -0.0049258
|  | 1009.4189 | 0.017458
|  | 1009.6628 | -0.0085228
|  | 1009.9068 | -0.0017288
|  | 1010.1508 | -0.018876
|  | 1010.3948 | -0.0012298
|  | 1010.6388 | -0.018951
|  | 1010.8828 | 0.0095537
|  | 1011.1268 | -0.017335
|  | 1011.3709 | 0.0064791
|  | 1011.6149 | -0.0023765
|  | 1011.8589 | 0.012484
|  | 1012.103 | -0.027703
|  | 1012.347 | 0.011787
|  | 1012.5911 | -0.0062214
|  | 1012.8351 | 0.013094
|  | 1013.0792 | -0.015555
|  | 1013.3232 | 0.0030482
|  | 1013.5673 | -0.021104
|  | 1013.8114 | 0.00029253
|  | 1014.0555 | -0.019897
|  | 1014.2996 | 0.0065286
|  | 1014.5437 | -0.013359
|  | 1014.7878 | -0.0086472
|  | 1015.0319 | -0.023049
|  | 1015.276 | 0.0043687
|  | 1015.5201 | -0.015786
|  | 1015.7643 | 0.00070886
|  | 1016.0084 | -0.0089324
|  | 1016.2525 | 0.0092904
|  | 1016.4967 | -0.025652
|  | 1016.7408 | 0.00061478
|  | 1016.985 | -0.0027568
|  | 1017.2292 | 0.006865
|  | 1017.4733 | -0.005054
|  | 1017.7175 | 0.0090243
|  | 1017.9617 | -0.021481
|  | 1018.2059 | 0.014414
|  | 1018.4501 | -0.030759
|  | 1018.6943 | 0.012249
|  | 1018.9385 | 0.00037513
|  | 1019.1827 | 0.018246
|  | 1019.4269 | -0.0098381
|  | 1019.6711 | 0.0041466
|  | 1019.9153 | -0.027859
|  | 1020.1596 | 0.004056
|  | 1020.4038 | -0.013329
|  | 1020.6481 | 0.0020222
|  | 1020.8923 | -0.019563
|  | 1021.1366 | -0.012861
|  | 1021.3808 | -0.0080633
|  | 1021.6251 | 0.0070006
|  | 1021.8694 | -0.034058
|  | 1022.1137 | 0.017954
|  | 1022.358 | 0
|  | 1022.6022 | 0
|  | 1022.8465 | 0
|  | 1023.0909 | 0
|  | 1023.3352 | 0
|  | 1023.5795 | 0
|  | 1023.8238 | 0
|  | 1024.0681 | 0
|  | 1024.3125 | 0
|  | 1024.5568 | 0
|  | 1024.8011 | 0
|  | 1025.0455 | 0
|  | 1025.2898 | 0
|  | 1025.5342 | 0
|  | 1025.7786 | 0
|  | 1026.023 | 0
|  | 1026.2673 | 0
|  | 1026.5117 | 0
|  | 1026.7561 | 0
|  | 1027.0005 | 0
|  | 1027.2449 | 0
|  | 1027.4893 | 0
|  | 1027.7337 | 0
|  | 1027.9782 | 0
|  | 1127.3672 | 0.013151
|  | 1127.4937 | 0.013271
|  | 1127.6201 | 0.013691
|  | 1127.7467 | 0.013751
|  | 1127.8733 | 0.013544
|  | 1127.9999 | 0.013239
|  | 1128.1267 | 0.013319
|  | 1128.2532 | 0.013517
|  | 1128.3799 | 0.013407
|  | 1128.5066 | 0.013126
|  | 1128.6333 | 0.012672
|  | 1128.7601 | 0.012033
|  | 1128.887 | 0.011822
|  | 1129.0138 | 0.012211
|  | 1129.1406 | 0.013008
|  | 1129.2675 | 0.013387
|  | 1129.3944 | 0.012983
|  | 1129.5214 | 0.012206
|  | 1129.6482 | 0.011579
|  | 1129.7751 | 0.011815
|  | 1129.9022 | 0.012242
|  | 1130.0293 | 0.011664
|  | 1130.1564 | 0.010947
|  | 1130.2834 | 0.011292
|  | 1130.4106 | 0.011352
|  | 1130.5378 | 0.010815
|  | 1130.665 | 0.011099
|  | 1130.7922 | 0.011396
|  | 1130.9197 | 0.011065
|  | 1131.0468 | 0.010995
|  | 1131.1741 | 0.010817
|  | 1131.3016 | 0.01038
|  | 1131.4288 | 0.010268
|  | 1131.5563 | 0.010646
|  | 1131.6838 | 0.010686
|  | 1131.8112 | 0.0098552
|  | 1131.9386 | 0.0094685
|  | 1132.0662 | 0.009469
|  | 1132.1938 | 0.0098156
|  | 1132.3213 | 0.010698
|  | 1132.4489 | 0.010963
|  | 1132.5767 | 0.010547
|  | 1132.7041 | 0.010229
|  | 1132.8318 | 0.0095584
|  | 1132.9596 | 0.0081938
|  | 1133.0873 | 0.0077283
|  | 1133.2151 | 0.0087991
|  | 1133.3429 | 0.0097553
|  | 1133.4707 | 0.0097006
|  | 1133.5988 | 0.0092689
|  | 1133.7263 | 0.0095784
|  | 1133.8542 | 0.0095053
|  | 1133.9822 | 0.0086553
|  | 1134.1102 | 0.0085539
|  | 1134.2382 | 0.0085628
|  | 1134.3662 | 0.008307
|  | 1134.4943 | 0.0085068
|  | 1134.6224 | 0.008604
|  | 1134.7505 | 0.0085507
|  | 1134.8787 | 0.0081566
|  | 1135.0068 | 0.0076239
|  | 1135.135 | 0.0077203
|  | 1135.2633 | 0.0078348
|  | 1135.3916 | 0.0077703
|  | 1135.5199 | 0.0076967
|  | 1135.6482 | 0.007394
|  | 1135.7765 | 0.007763
|  | 1135.9049 | 0.0078601
|  | 1136.0333 | 0.0069635
|  | 1136.1617 | 0.0063727
|  | 1136.2903 | 0.0065582
|  | 1136.4187 | 0.0067059
|  | 1136.5472 | 0.0063901
|  | 1136.6758 | 0.0058754
|  | 1136.8044 | 0.0059639
|  | 1136.933 | 0.0068006
|  | 1137.0616 | 0.0068815
|  | 1137.1903 | 0.006581
|  | 1137.3191 | 0.006887
|  | 1137.4478 | 0.0069117
|  | 1137.5765 | 0.0070285
|  | 1137.7053 | 0.0071809
|  | 1137.834 | 0.0073338
|  | 1137.9629 | 0.0071042
|  | 1138.0918 | 0.0059493
|  | 1138.2207 | 0.0056701
|  | 1138.3496 | 0.0064168
|  | 1138.4785 | 0.0067368
|  | 1138.6075 | 0.0063475
|  | 1138.7366 | 0.0061394
|  | 1138.8656 | 0.0061075
|  | 1138.9948 | 0.0062862
|  | 1139.124 | 0.0062268
|  | 1139.2529 | 0.006148
|  | 1139.3822 | 0.0063341
|  | 1139.5114 | 0.0058733
|  | 1139.6406 | 0.0053078
|  | 1139.77 | 0.005519
|  | 1139.8992 | 0.0056206
|  | 1140.0284 | 0.0058445
|  | 1140.1578 | 0.0058364
|  | 1140.2871 | 0.0052556
|  | 1140.4167 | 0.0051628
|  | 1140.546 | 0.0054216
|  | 1140.6754 | 0.0054872
|  | 1140.8049 | 0.005649
|  | 1140.9344 | 0.005769
|  | 1141.0641 | 0.005796
|  | 1141.1936 | 0.0060186
|  | 1141.3232 | 0.0061465
|  | 1141.4529 | 0.0055594
|  | 1141.5825 | 0.0050046
|  | 1141.7123 | 0.0050803
|  | 1141.8419 | 0.0050508
|  | 1141.9716 | 0.0051695
|  | 1142.1014 | 0.0046052
|  | 1142.2312 | 0.004095
|  | 1142.3611 | 0.0048348
|  | 1142.491 | 0.0058282
|  | 1142.6209 | 0.0058597
|  | 1142.7507 | 0.0048027
|  | 1142.8807 | 0.0042984
|  | 1143.0107 | 0.0045845
|  | 1143.1407 | 0.0045775
|  | 1143.2708 | 0.0043933
|  | 1143.4009 | 0.0041055
|  | 1143.531 | 0.0037633
|  | 1143.6611 | 0.0042363
|  | 1143.7915 | 0.0045036
|  | 1143.9215 | 0.0044121
|  | 1144.0518 | 0.004935
|  | 1144.182 | 0.0046379
|  | 1144.3123 | 0.0039774
|  | 1144.4426 | 0.0037827
|  | 1144.573 | 0.0040734
|  | 1144.7034 | 0.004802
|  | 1144.8337 | 0.0049986
|  | 1144.9642 | 0.0043443
|  | 1145.0947 | 0.0040633
|  | 1145.2252 | 0.0044626
|  | 1145.3557 | 0.0044847
|  | 1145.4862 | 0.0039739
|  | 1145.6168 | 0.0037904
|  | 1145.7474 | 0.0043289
|  | 1145.8783 | 0.0045775
|  | 1146.0088 | 0.0041112
|  | 1146.1394 | 0.0038685
|  | 1146.2701 | 0.0038286
|  | 1146.4009 | 0.0037309
|  | 1146.5316 | 0.0037496
|  | 1146.6625 | 0.0037187
|  | 1146.7933 | 0.0041186
|  | 1146.9242 | 0.0046429
|  | 1147.0552 | 0.0040891
|  | 1147.1863 | 0.0036492
|  | 1147.3173 | 0.0041894
|  | 1147.4481 | 0.0042796
|  | 1147.5791 | 0.0039863
|  | 1147.7102 | 0.0040127
|  | 1147.8413 | 0.0036554
|  | 1147.9724 | 0.0026582
|  | 1148.1035 | 0.0027994
|  | 1148.2347 | 0.0035946
|  | 1148.366 | 0.0038296
|  | 1148.4972 | 0.0035258
|  | 1148.6287 | 0.0032184
|  | 1148.7598 | 0.0038581
|  | 1148.8911 | 0.0043691
|  | 1149.0225 | 0.0031621
|  | 1149.1539 | 0.0025429
|  | 1149.2853 | 0.0027087
|  | 1149.4167 | 0.002822
|  | 1149.5482 | 0.0030078
|  | 1149.6798 | 0.0032075
|  | 1149.8113 | 0.0030743
|  | 1149.9429 | 0.0033801
|  | 1150.0745 | 0.0029327
|  | 1150.2062 | 0.0029209
|  | 1150.3376 | 0.0033217
|  | 1150.4694 | 0.0035469
|  | 1150.6011 | 0.0035188
|  | 1150.733 | 0.0036467
|  | 1150.8646 | 0.0032694
|  | 1150.9965 | 0.0032642
|  | 1151.1283 | 0.0034913
|  | 1151.2601 | 0.0037671
|  | 1151.3921 | 0.0035199
|  | 1151.524 | 0.0030547
|  | 1151.656 | 0.003132
|  | 1151.788 | 0.0033265
|  | 1151.92 | 0.0026381
|  | 1152.0521 | 0.0024839
|  | 1152.1842 | 0.0029217
|  | 1152.3163 | 0.0036064
|  | 1152.4485 | 0.0037376
|  | 1152.5806 | 0.0031858
|  | 1152.713 | 0.0026965
|  | 1152.8451 | 0.0028151
|  | 1152.9773 | 0.0028156
|  | 1153.1096 | 0.0020442
|  | 1153.2419 | 0.0023584
|  | 1153.3744 | 0.0032476
|  | 1153.5067 | 0.0038169
|  | 1153.6392 | 0.0041462
|  | 1153.7716 | 0.0036488
|  | 1153.9041 | 0.0024526
|  | 1154.0366 | 0.0018465
|  | 1154.1692 | 0.0023012
|  | 1154.3018 | 0.0029588
|  | 1154.4343 | 0.0029536
|  | 1154.567 | 0.0031268
|  | 1154.6995 | 0.0032887
|  | 1154.8322 | 0.0032779
|  | 1154.965 | 0.0029576
|  | 1155.0977 | 0.0024157
|  | 1155.2305 | 0.0024262
|  | 1155.3633 | 0.002718
|  | 1155.4963 | 0.0032404
|  | 1155.629 | 0.003303
|  | 1155.762 | 0.0028209
|  | 1155.8949 | 0.0027394
|  | 1156.0278 | 0.0029419
|  | 1156.1609 | 0.0032532
|  | 1156.2939 | 0.0029547
|  | 1156.427 | 0.0024158
|  | 1156.5601 | 0.0022433
|  | 1156.6934 | 0.0017629
|  | 1156.8263 | 0.0019953
|  | 1156.9595 | 0.0030407
|  | 1157.0928 | 0.0033853
|  | 1157.226 | 0.0030713
|  | 1157.3593 | 0.0025503
|  | 1157.4926 | 0.0021365
|  | 1157.6261 | 0.0016989
|  | 1157.7593 | 0.0018922
|  | 1157.8927 | 0.001873
|  | 1158.0261 | 0.0023881
|  | 1158.1595 | 0.0030785
|  | 1158.2931 | 0.0031216
|  | 1158.4266 | 0.0025542
|  | 1158.5602 | 0.001933
|  | 1158.6937 | 0.0018141
|  | 1158.8274 | 0.0026677
|  | 1158.9611 | 0.0032911
|  | 1159.0946 | 0.002615
|  | 1159.2283 | 0.0015541
|  | 1159.3622 | 0.0013295
|  | 1159.4957 | 0.002005
|  | 1159.6298 | 0.0023681
|  | 1159.7634 | 0.0020568
|  | 1159.8972 | 0.0019876
|  | 1160.0311 | 0.0025651
|  | 1160.165 | 0.0023258
|  | 1160.2991 | 0.0019709
|  | 1160.433 | 0.0022852
|  | 1160.567 | 0.0027264
|  | 1160.701 | 0.0030647
|  | 1160.8352 | 0.0025607
|  | 1160.9695 | 0.0030644
|  | 1161.1034 | 0.0027021
|  | 1161.2378 | 0.0017028
|  | 1161.3718 | 0.0019701
|  | 1161.5061 | 0.0014619
|  | 1161.6405 | 0.0016353
|  | 1161.7747 | 0.001943
|  | 1161.9089 | 0.0023326
|  | 1162.0433 | 0.0029276
|  | 1162.1777 | 0.0026946
|  | 1162.3121 | 0.0022144
|  | 1162.4465 | 0.0024428
|  | 1162.5811 | 0.0023722
|  | 1162.7156 | 0.0017138
|  | 1162.8501 | 0.0019188
|  | 1162.9847 | 0.0024843
|  | 1163.1193 | 0.0021888
|  | 1163.2538 | 0.0023158
|  | 1163.3884 | 0.002682
|  | 1163.5232 | 0.0019171
|  | 1163.658 | 0.0019096
|  | 1163.7927 | 0.0015057
|  | 1163.9275 | 0.0013783
|  | 1164.0623 | 0.0016826
|  | 1164.1971 | 0.0017715
|  | 1164.332 | 0.0019546
|  | 1164.4669 | 0.002215
|  | 1164.6019 | 0.0023683
|  | 1164.7369 | 0.0026824
|  | 1164.8719 | 0.0021317
|  | 1165.007 | 0.0020471
|  | 1165.1421 | 0.0020908
|  | 1165.2771 | 0.0018781
|  | 1165.4125 | 0.0017542
|  | 1165.5475 | 0.0022726
|  | 1165.6826 | 0.0024162
|  | 1165.8179 | 0.0017365
|  | 1165.9531 | 0.00192
|  | 1166.0885 | 0.0017843
|  | 1166.2238 | 0.0017571
|  | 1166.3591 | 0.001825
|  | 1166.4945 | 0.0016571
|  | 1166.63 | 0.0014597
|  | 1166.7654 | 0.0019014
|  | 1166.9009 | 0.0021775
|  | 1167.0364 | 0.0022321
|  | 1167.172 | 0.0015835
|  | 1167.3075 | 0.0014016
|  | 1167.4431 | 0.0016431
|  | 1167.579 | 0.002129
|  | 1167.7144 | 0.0017971
|  | 1167.8501 | 0.0011839
|  | 1167.986 | 0.0016744
|  | 1168.1216 | 0.0017987
|  | 1168.2573 | 0.0018645
|  | 1168.3932 | 0.0023121
|  | 1168.5291 | 0.0021807
|  | 1168.6649 | 0.0015376
|  | 1168.8009 | 0.002164
|  | 1168.9368 | 0.0021841
|  | 1169.073 | 0.0018898
|  | 1169.2089 | 0.00161
|  | 1169.3448 | 0.0020598
|  | 1169.481 | 0.0020975
|  | 1169.6171 | 0.0015489
|  | 1169.7534 | 0.0020711
|  | 1169.8894 | 0.0023114
|  | 1170.0256 | 0.0016347
|  | 1170.1619 | 0.0013901
|  | 1170.2981 | 0.0020032
|  | 1170.4344 | 0.0019554
|  | 1170.5708 | 0.0013776
|  | 1170.7072 | 0.0021886
|  | 1170.8438 | 0.0020834
|  | 1170.98 | 0.0022375
|  | 1171.1165 | 0.0019592
|  | 1171.2529 | 0.001431
|  | 1171.3895 | 0.0018255
|  | 1171.526 | 0.0020863
|  | 1171.6626 | 0.0016904
|  | 1171.7993 | 0.001432
|  | 1171.9359 | 0.0020005
|  | 1172.0725 | 0.0024525
|  | 1172.2092 | 0.0020988
|  | 1172.3459 | 0.0023585
|  | 1172.4828 | 0.002417
|  | 1172.6195 | 0.0019351
|  | 1172.7566 | 0.0016467
|  | 1172.8933 | 0.001952
|  | 1173.0302 | 0.0019985
|  | 1173.1671 | 0.0022579
|  | 1173.3041 | 0.0015957
|  | 1173.4412 | 0.0016272
|  | 1173.5781 | 0.0016051
|  | 1173.7152 | 0.0019017
|  | 1173.8523 | 0.0023447
|  | 1173.9895 | 0.0014721
|  | 1174.1268 | 0.0016051
|  | 1174.2638 | 0.0024094
|  | 1174.4011 | 0.0026747
|  | 1174.5383 | 0.0023786
|  | 1174.6757 | 0.0020545
|  | 1174.813 | 0.0016419
|  | 1174.9503 | 0.0012407
|  | 1175.0878 | 0.0017772
|  | 1175.2251 | 0.0020459
|  | 1175.3625 | 0.0018374
|  | 1175.5001 | 0.0023362
|  | 1175.6376 | 0.0018007
|  | 1175.7751 | 0.0014173
|  | 1175.9127 | 0.0019247
|  | 1176.0504 | 0.0021583
|  | 1176.188 | 0.0021204
|  | 1176.3257 | 0.0020508
|  | 1176.4633 | 0.0022238
|  | 1176.6011 | 0.0021911
|  | 1176.7388 | 0.0025516
|  | 1176.8766 | 0.002373
|  | 1177.0146 | 0.0018571
|  | 1177.1523 | 0.0014429
|  | 1177.2903 | 0.0015485
|  | 1177.4282 | 0.0017791
|  | 1177.5662 | 0.0023541
|  | 1177.7042 | 0.002107
|  | 1177.8422 | 0.0017253
|  | 1177.9802 | 0.0017781
|  | 1178.1184 | 0.0023732
|  | 1178.2565 | 0.0023726
|  | 1178.3947 | 0.0018615
|  | 1178.5328 | 0.0013246
|  | 1178.6711 | 0.0010476
|  | 1178.8093 | 0.0015505
|  | 1178.9476 | 0.0018325
|  | 1179.0861 | 0.0019882
|  | 1179.2244 | 0.00193
|  | 1179.3628 | 0.0022125
|  | 1179.5012 | 0.0016496
|  | 1179.6396 | 0.0013473
|  | 1179.7783 | 0.0011547
|  | 1179.9166 | 0.0011685
|  | 1180.0552 | 0.0011523
|  | 1180.1938 | 0.0016011
|  | 1180.3324 | 0.0015964
|  | 1180.4711 | 0.0019078
|  | 1180.6097 | 0.0022871
|  | 1180.7485 | 0.0018326
|  | 1180.8872 | 0.0021538
|  | 1181.0259 | 0.0018571
|  | 1181.1647 | 0.0016754
|  | 1181.3036 | 0.001627
|  | 1181.4426 | 0.0017373
|  | 1181.5815 | 0.0020998
|  | 1181.7203 | 0.0015023
|  | 1181.8593 | 0.0015451
|  | 1181.9983 | 0.0014649
|  | 1182.1373 | 0.00083349
|  | 1182.2766 | 0.0012579
|  | 1182.4155 | 0.0015265
|  | 1182.5547 | 0.0011631
|  | 1182.6938 | 0.0010494
|  | 1182.8333 | 0.0013657
|  | 1182.9723 | 0.0016894
|  | 1183.1116 | 0.0014126
|  | 1183.2509 | 0.0015809
|  | 1183.3903 | 0.0014881
|  | 1183.5297 | 0.0013144
|  | 1183.6691 | 0.0012602
|  | 1183.8085 | 0.0017695
|  | 1183.9479 | 0.0017112
|  | 1184.0874 | 0.0015283
|  | 1184.2269 | 0.0016816
|  | 1184.3666 | 0.0020996
|  | 1184.5061 | 0.0022052
|  | 1184.6458 | 0.0018214
|  | 1184.7854 | 0.0017428
|  | 1184.9252 | 0.0020401
|  | 1185.0649 | 0.0022678
|  | 1185.2047 | 0.0018567
|  | 1185.3445 | 0.0014502
|  | 1185.4841 | 0.0011833
|  | 1185.624 | 0.0010393
|  | 1185.7639 | 0.0011575
|  | 1185.9038 | 0.0010448
|  | 1186.0438 | 0.001255
|  | 1186.1838 | 0.0012022
|  | 1186.3239 | 0.0013741
|  | 1186.4641 | 0.0012942
|  | 1186.604 | 0.0010693
|  | 1186.7441 | 0.0014723
|  | 1186.8843 | 0.001306
|  | 1187.0245 | 0.0010436
|  | 1187.1648 | 0.000873
|  | 1187.3051 | 0.0015961
|  | 1187.4453 | 0.0014546
|  | 1187.5857 | 0.0016874
|  | 1187.726 | 0.001427
|  | 1187.8665 | 0.001732
|  | 1188.0068 | 0.0016424
|  | 1188.1473 | 0.0015306
|  | 1188.2878 | 0.0024651
|  | 1188.4283 | 0.0028573
|  | 1188.5688 | 0.002071
|  | 1188.7095 | 0.0019442
|  | 1188.8501 | 0.0016958
|  | 1188.9907 | 0.0015602
|  | 1189.1315 | 0.0018931
|  | 1189.2722 | 0.0019814
|  | 1189.413 | 0.0016967
|  | 1189.5537 | 0.0018147
|  | 1189.6946 | 0.0018133
|  | 1189.8354 | 0.0016152
|  | 1189.9763 | 0.0012009
|  | 1190.1172 | 0.0013677
|  | 1190.2581 | 0.0015563
|  | 1190.399 | 0.0015119
|  | 1190.5402 | 0.0019013
|  | 1190.6812 | 0.0020017
|  | 1190.8223 | 0.0014996
|  | 1190.9634 | 0.0013792
|  | 1191.1046 | 0.0015417
|  | 1191.2457 | 0.0019327
|  | 1191.387 | 0.0016095
|  | 1191.5283 | 0.0015733
|  | 1191.6696 | 0.0017639
|  | 1191.8109 | 0.001632
|  | 1191.9523 | 0.001215
|  | 1192.0936 | 0.0011684
|  | 1192.2351 | 0.0011102
|  | 1192.3766 | 0.0010339
|  | 1192.5181 | 0.0012161
|  | 1192.6595 | 0.0016024
|  | 1192.8011 | 0.0017122
|  | 1192.9427 | 0.0012552
|  | 1193.0844 | 0.0015933
|  | 1193.2261 | 0.0022644
|  | 1193.3678 | 0.001742
|  | 1193.5095 | 0.0015381
|  | 1193.6512 | 0.0016584
|  | 1193.7931 | 0.0015971
|  | 1193.9349 | 0.0011647
|  | 1194.0768 | 0.0012251
|  | 1194.2186 | 0.0018868
|  | 1194.3606 | 0.0018575
|  | 1194.5026 | 0.0016604
|  | 1194.6444 | 0.0012909
|  | 1194.7865 | 0.0012427
|  | 1194.9286 | 0.0014886
|  | 1195.0707 | 0.0014165
|  | 1195.2128 | 0.0019338
|  | 1195.355 | 0.0018753
|  | 1195.4972 | 0.0013471
|  | 1195.6394 | 0.0010936
|  | 1195.7817 | 0.0012664
|  | 1195.924 | 0.00096399
|  | 1196.0663 | 0.0013351
|  | 1196.2087 | 0.0012052
|  | 1196.3511 | 0.0014756
|  | 1196.4935 | 0.0012789
|  | 1196.6362 | 0.0011876
|  | 1196.7786 | 0.0013089
|  | 1196.9211 | 0.0017476
|  | 1197.0637 | 0.0015972
|  | 1197.2063 | 0.001763
|  | 1197.349 | 0.0012627
|  | 1197.4916 | 0.0012538
|  | 1197.6344 | 0.0014828
|  | 1197.7771 | 0.0014494
|  | 1197.9199 | 0.0016092
|  | 1198.0627 | 0.0012392
|  | 1198.2056 | 0.0017929
|  | 1198.3484 | 0.0017317
|  | 1198.4913 | 0.0020883
|  | 1198.6343 | 0.0022045
|  | 1198.7773 | 0.0019594
|  | 1198.9203 | 0.0012242
|  | 1199.0634 | 0.0011325
|  | 1199.2064 | 0.0011787
|  | 1199.3495 | 0.001165
|  | 1199.4926 | 0.0012992
|  | 1199.6357 | 0.0016232
|  | 1199.7791 | 0.0019898
|  | 1199.9222 | 0.0017896
|  | 1200.0656 | 0.001643

## 1 nm Step Data
M490L4 Spectrum
|  | Wavelength (nm) | Normalized Intensity
|  | 200 | 0
|  | 201 | 0
|  | 202 | 0
|  | 203 | 0
Product Raw Data (1 nm Steps) |  | 204 | 0
490 nm, 205 mW (Min) Mounted LED, 350 mA |  | 205 | 0
|  | 206 | 0
Item # | M490L4 | 207 | 0
DISCLAIMER: The data presented here are typical. Slight variations in performance data will occur from lot to lot. Please contact Technical Support with any questions regarding the use or reliability of this data. |  | 208 | 0
|  | 209 | 0
|  | 210 | 0
|  | 211 | 0
|  | 212 | 0
|  | 213 | 0
This data may be used in publications. However, please cite Thorlabs as the source. |  | 214 | 0
|  | 215 | 0
|  | 216 | 0
Additional Information: |  | 217 | 0
Due to variations in the manufacturing process and operating parameters such as temperature and current, the actual spectral output of any given LED will vary. These values were measured with the back side of the PCB at 25 °C. Output plots and center wavelength specs are only intended to be used as a guideline. |  | 218 | 0
|  | 219 | 0
|  | 220 | 0
|  | 221 | 0
|  | 222 | 0
|  | 223 | 0
|  | 224 | 0
|  | 225 | 0
|  | 226 | 0
|  | 227 | 0
|  | 228 | 0
|  | 229 | 0
|  | 230 | 0
|  | 231 | 0
|  | 232 | 0
|  | 233 | 0
|  | 234 | 0
|  | 235 | 0
|  | 236 | 0
|  | 237 | 0
|  | 238 | 0
|  | 239 | 0
|  | 240 | 0
|  | 241 | 0
|  | 242 | 0
|  | 243 | 0
|  | 244 | 0
|  | 245 | 0
|  | 246 | 0
|  | 247 | 0
|  | 248 | 0
|  | 249 | 0
|  | 250 | 0
|  | 251 | 0
|  | 252 | 0
|  | 253 | 0
|  | 254 | 0
|  | 255 | 0
|  | 256 | 0
|  | 257 | 0
|  | 258 | 0
|  | 259 | 0
|  | 260 | 0
|  | 261 | 0
|  | 262 | 0
|  | 263 | 0
|  | 264 | 0
|  | 265 | 0
|  | 266 | 0
|  | 267 | 0
|  | 268 | 0
|  | 269 | 0
|  | 270 | 0
|  | 271 | 0
|  | 272 | 0
|  | 273 | 0
|  | 274 | 0
|  | 275 | 0
|  | 276 | 0
|  | 277 | 0
|  | 278 | 0
|  | 279 | 0
|  | 280 | 0
|  | 281 | 0
|  | 282 | 0
|  | 283 | 0
|  | 284 | 0
|  | 285 | 0
|  | 286 | 0
|  | 287 | 0
|  | 288 | 0
|  | 289 | 0
|  | 290 | 0
|  | 291 | 0
|  | 292 | 0
|  | 293 | 0
|  | 294 | 0
|  | 295 | 0
|  | 296 | 0
|  | 297 | 0
|  | 298 | 0
|  | 299 | 0
|  | 300 | 0
|  | 301 | 0
|  | 302 | 0
|  | 303 | 0
|  | 304 | 0
|  | 305 | 0
|  | 306 | 0
|  | 307 | 0
|  | 308 | 0
|  | 309 | 0
|  | 310 | 0
|  | 311 | 0
|  | 312 | 0
|  | 313 | 0
|  | 314 | 0
|  | 315 | 0
|  | 316 | 0
|  | 317 | 0
|  | 318 | 0
|  | 319 | 0
|  | 320 | 0
|  | 321 | 0
|  | 322 | 0
|  | 323 | 0
|  | 324 | 0
|  | 325 | 0
|  | 326 | 0
|  | 327 | 0
|  | 328 | 0
|  | 329 | 0
|  | 330 | 0
|  | 331 | 0
|  | 332 | 0
|  | 333 | 0
|  | 334 | 0
|  | 335 | 0
|  | 336 | 0
|  | 337 | 0
|  | 338 | 0
|  | 339 | 0
|  | 340 | 0
|  | 341 | 0
|  | 342 | 0
|  | 343 | 0
|  | 344 | 0
|  | 345 | 0
|  | 346 | 0
|  | 347 | 0
|  | 348 | 0
|  | 349 | 0
|  | 350 | 0
|  | 351 | 0
|  | 352 | 0
|  | 353 | 0
|  | 354 | 0
|  | 355 | 0
|  | 356 | 0
|  | 357 | 0
|  | 358 | 0
|  | 359 | 0
|  | 360 | 0
|  | 361 | 0
|  | 362 | 0
|  | 363 | 0
|  | 364 | 0
|  | 365 | 0
|  | 366 | 0
|  | 367 | 0
|  | 368 | 0
|  | 369 | 0
|  | 370 | 0
|  | 371 | 0
|  | 372 | 0
|  | 373 | 0
|  | 374 | 0
|  | 375 | 0
|  | 376 | 0
|  | 377 | 0
|  | 378 | 0
|  | 379 | 0.001972
|  | 380 | 0.005394
|  | 381 | -0.001672
|  | 382 | 0.000684
|  | 383 | 0.005182
|  | 384 | -0.000763
|  | 385 | -0.001826
|  | 386 | 0.000142
|  | 387 | -0.000998
|  | 388 | -0.000971
|  | 389 | 0.002184
|  | 390 | 0.000886
|  | 391 | -0.001579
|  | 392 | 0.001227
|  | 393 | 0.00032
|  | 394 | -0.001725
|  | 395 | 0.000452
|  | 396 | 0.0013
|  | 397 | -0.000402
|  | 398 | -0.001327
|  | 399 | 0.001622
|  | 400 | -0.001312
|  | 401 | -0.001119
|  | 402 | 0.000922
|  | 403 | -0.000256
|  | 404 | -0.002434
|  | 405 | -0.001239
|  | 406 | 0.001614
|  | 407 | -0.000179
|  | 408 | -0.00169
|  | 409 | -0.001163
|  | 410 | -0.000676
|  | 411 | 0.001809
|  | 412 | 0.000723
|  | 413 | -0.001237
|  | 414 | 0.001876
|  | 415 | 0.000575
|  | 416 | -0.000359
|  | 417 | -0.000653
|  | 418 | 0.000976
|  | 419 | -0.00098
|  | 420 | -0.001798
|  | 421 | 4.3e-05
|  | 422 | 0.000744
|  | 423 | 0.000936
|  | 424 | 0.000622
|  | 425 | 0.000711
|  | 426 | -0.000229
|  | 427 | -0.001054
|  | 428 | 0.000536
|  | 429 | 0.001893
|  | 430 | -0.000904
|  | 431 | 0.000183
|  | 432 | 0.002651
|  | 433 | 0.000656
|  | 434 | -0.000745
|  | 435 | 0.00165
|  | 436 | 0.002187
|  | 437 | 0.002461
|  | 438 | 0.002632
|  | 439 | 0.004891
|  | 440 | 0.006231
|  | 441 | 0.005319
|  | 442 | 0.007148
|  | 443 | 0.009889
|  | 444 | 0.010275
|  | 445 | 0.010593
|  | 446 | 0.014162
|  | 447 | 0.019029
|  | 448 | 0.018731
|  | 449 | 0.023139
|  | 450 | 0.027892
|  | 451 | 0.032662
|  | 452 | 0.037643
|  | 453 | 0.043343
|  | 454 | 0.049958
|  | 455 | 0.058969
|  | 456 | 0.064671
|  | 457 | 0.076007
|  | 458 | 0.086897
|  | 459 | 0.099071
|  | 460 | 0.11288
|  | 461 | 0.12978
|  | 462 | 0.15348
|  | 463 | 0.16792
|  | 464 | 0.1939
|  | 465 | 0.21166
|  | 466 | 0.25148
|  | 467 | 0.28129
|  | 468 | 0.31836
|  | 469 | 0.35945
|  | 470 | 0.4088
|  | 471 | 0.47132
|  | 472 | 0.52186
|  | 473 | 0.57608
|  | 474 | 0.62431
|  | 475 | 0.69189
|  | 476 | 0.76414
|  | 477 | 0.80766
|  | 478 | 0.87247
|  | 479 | 0.93517
|  | 480 | 0.94709
|  | 481 | 0.99365
|  | 482 | 0.99522
|  | 483 | 0.99117
|  | 484 | 0.9774
|  | 485 | 0.95582
|  | 486 | 0.92718
|  | 487 | 0.89414
|  | 488 | 0.85912
|  | 489 | 0.81948
|  | 490 | 0.78112
|  | 491 | 0.74382
|  | 492 | 0.70403
|  | 493 | 0.67003
|  | 494 | 0.62861
|  | 495 | 0.59852
|  | 496 | 0.57337
|  | 497 | 0.5373
|  | 498 | 0.49138
|  | 499 | 0.47001
|  | 500 | 0.44294
|  | 501 | 0.41275
|  | 502 | 0.39342
|  | 503 | 0.35699
|  | 504 | 0.33384
|  | 505 | 0.30887
|  | 506 | 0.28807
|  | 507 | 0.26469
|  | 508 | 0.24427
|  | 509 | 0.22919
|  | 510 | 0.2081
|  | 511 | 0.18917
|  | 512 | 0.17138
|  | 513 | 0.1568
|  | 514 | 0.14599
|  | 515 | 0.13334
|  | 516 | 0.12273
|  | 517 | 0.11697
|  | 518 | 0.10793
|  | 519 | 0.099516
|  | 520 | 0.093851
|  | 521 | 0.08915
|  | 522 | 0.083509
|  | 523 | 0.074391
|  | 524 | 0.069237
|  | 525 | 0.063919
|  | 526 | 0.057758
|  | 527 | 0.052527
|  | 528 | 0.047557
|  | 529 | 0.044349
|  | 530 | 0.041536
|  | 531 | 0.037527
|  | 532 | 0.032915
|  | 533 | 0.030906
|  | 534 | 0.028406
|  | 535 | 0.025691
|  | 536 | 0.02346
|  | 537 | 0.022007
|  | 538 | 0.020038
|  | 539 | 0.019097
|  | 540 | 0.017682
|  | 541 | 0.015531
|  | 542 | 0.015473
|  | 543 | 0.014559
|  | 544 | 0.013265
|  | 545 | 0.012234
|  | 546 | 0.010703
|  | 547 | 0.010788
|  | 548 | 0.010615
|  | 549 | 0.009546
|  | 550 | 0.008504
|  | 551 | 0.008267
|  | 552 | 0.007674
|  | 553 | 0.007559
|  | 554 | 0.006614
|  | 555 | 0.005825
|  | 556 | 0.005679
|  | 557 | 0.005446
|  | 558 | 0.005348
|  | 559 | 0.004877
|  | 560 | 0.004108
|  | 561 | 0.004101
|  | 562 | 0.004488
|  | 563 | 0.004298
|  | 564 | 0.003681
|  | 565 | 0.002996
|  | 566 | 0.002934
|  | 567 | 0.002981
|  | 568 | 0.003775
|  | 569 | 0.002656
|  | 570 | 0.002565
|  | 571 | 0.00243
|  | 572 | 0.003323
|  | 573 | 0.001965
|  | 574 | 0.002135
|  | 575 | 0.001655
|  | 576 | 0.001876
|  | 577 | 0.002145
|  | 578 | 0.002463
|  | 579 | 0.001931
|  | 580 | 0.001323
|  | 581 | 0.002005
|  | 582 | 0.001697
|  | 583 | 0.001067
|  | 584 | 0.001139
|  | 585 | 0.001602
|  | 586 | 0.001487
|  | 587 | 0.001216
|  | 588 | 0.001116
|  | 589 | 0.001649
|  | 590 | 0.00134
|  | 591 | 0.001696
|  | 592 | 0.001218
|  | 593 | 0.000806
|  | 594 | 0.001018
|  | 595 | 0.000969
|  | 596 | 0.001703
|  | 597 | 0.001232
|  | 598 | 0.00077
|  | 599 | 0.000979
|  | 600 | 0.000659
|  | 601 | 0.001517
|  | 602 | 0.001095
|  | 603 | 0.000552
|  | 604 | 0.000857
|  | 605 | 0.000488
|  | 606 | 0.001003
|  | 607 | 0.001207
|  | 608 | 0.000997
|  | 609 | 0.001175
|  | 610 | 0.000321
|  | 611 | 0.000607
|  | 612 | 0.000959
|  | 613 | 0.00122
|  | 614 | 0.000824
|  | 615 | 0.00079
|  | 616 | 0.000131
|  | 617 | 0.000888
|  | 618 | 0.000865
|  | 619 | 0.000742
|  | 620 | 0.00078
|  | 621 | 0.00028
|  | 622 | 2.4e-05
|  | 623 | 0.00076
|  | 624 | 0.001273
|  | 625 | 0.000779
|  | 626 | 0.000168
|  | 627 | 0.00039
|  | 628 | 0.000414
|  | 629 | 0.000467
|  | 630 | 0.001354
|  | 631 | 0.000455
|  | 632 | 0.000204
|  | 633 | -5.4e-05
|  | 634 | 0.000255
|  | 635 | 0.000647
|  | 636 | 0.000668
|  | 637 | 0.000594
|  | 638 | 0.000371
|  | 639 | -0.000493
|  | 640 | 0.000549
|  | 641 | 0.000416
|  | 642 | -6e-05
|  | 643 | 0.000392
|  | 644 | 0.000909
|  | 645 | 0.001051
|  | 646 | 0.000528
|  | 647 | 0.000424
|  | 648 | 0.000726
|  | 649 | -0.000339
|  | 650 | 0.000845
|  | 651 | 0.001073
|  | 652 | 0.00072
|  | 653 | -2.7e-05
|  | 654 | -0.000371
|  | 655 | 7.7e-05
|  | 656 | 9.3e-05
|  | 657 | 0.000568
|  | 658 | 0.00035
|  | 659 | 8.7e-05
|  | 660 | 0.000171
|  | 661 | 7.6e-05
|  | 662 | -0.000175
|  | 663 | 0.000143
|  | 664 | 0.000332
|  | 665 | 0.000314
|  | 666 | 1.6e-05
|  | 667 | -0.000518
|  | 668 | -0.000126
|  | 669 | 9.9e-05
|  | 670 | 0.000268
|  | 671 | 0.000338
|  | 672 | 0.000196
|  | 673 | -0.000192
|  | 674 | -0.000204
|  | 675 | 4.8e-05
|  | 676 | -0.00022
|  | 677 | 8e-05
|  | 678 | 6.7e-05
|  | 679 | 0.000243
|  | 680 | -8.4e-05
|  | 681 | -7.2e-05
|  | 682 | 4.1e-05
|  | 683 | 0.000122
|  | 684 | 0.000228
|  | 685 | 0.000171
|  | 686 | -0.000498
|  | 687 | -0.000653
|  | 688 | -0.000225
|  | 689 | -1e-05
|  | 690 | -8.2e-05
|  | 691 | 0.000443
|  | 692 | 3.5e-05
|  | 693 | -0.00019
|  | 694 | -0.000619
|  | 695 | -0.00052
|  | 696 | -0.000363
|  | 697 | 0.00016
|  | 698 | 0.000337
|  | 699 | 1e-05
|  | 700 | -1.4e-05
|  | 701 | 0.000266
|  | 702 | -0.000108
|  | 703 | -2.7e-05
|  | 704 | -0.000434
|  | 705 | -0.000508
|  | 706 | -0.000621
|  | 707 | -0.000105
|  | 708 | -0.000155
|  | 709 | 0.000348
|  | 710 | 0.000126
|  | 711 | -0.000437
|  | 712 | -0.00032
|  | 713 | -0.000266
|  | 714 | 0.000132
|  | 715 | -0.000264
|  | 716 | 0.000559
|  | 717 | -5.9e-05
|  | 718 | -0.00055
|  | 719 | -0.000312
|  | 720 | -0.000299
|  | 721 | -0.000523
|  | 722 | -0.000149
|  | 723 | 0.000171
|  | 724 | 0.000342
|  | 725 | -0.000169
|  | 726 | -0.00057
|  | 727 | -0.000537
|  | 728 | -0.000184
|  | 729 | -0.000525
|  | 730 | 0.000179
|  | 731 | 0.000361
|  | 732 | -3.6e-05
|  | 733 | -0.000514
|  | 734 | -0.000334
|  | 735 | -0.000772
|  | 736 | -0.000443
|  | 737 | -0.000602
|  | 738 | -0.000204
|  | 739 | 0.000679
|  | 740 | -9.6e-05
|  | 741 | -0.000433
|  | 742 | -0.000622
|  | 743 | -0.000597
|  | 744 | -0.000754
|  | 745 | -0.000467
|  | 746 | -0.000313
|  | 747 | 0.000284
|  | 748 | -0.000312
|  | 749 | -5.3e-05
|  | 750 | -0.000785
|  | 751 | -0.000381
|  | 752 | -0.000748
|  | 753 | -0.000372
|  | 754 | 0.000102
|  | 755 | 0.000228
|  | 756 | -1.5e-05
|  | 757 | -0.000237
|  | 758 | -4.8e-05
|  | 759 | 0.000274
|  | 760 | 3.3e-05
|  | 761 | 5.6e-05
|  | 762 | -0.000658
|  | 763 | -0.000362
|  | 764 | 0.000642
|  | 765 | -0.000828
|  | 766 | -0.000487
|  | 767 | -0.00015
|  | 768 | 0.000217
|  | 769 | 0.00021
|  | 770 | 7.6e-05
|  | 771 | -0.000636
|  | 772 | -0.000981
|  | 773 | -0.000711
|  | 774 | -0.001121
|  | 775 | -4.4e-05
|  | 776 | -0.000212
|  | 777 | 0.000239
|  | 778 | 0.000294
|  | 779 | -0.000766
|  | 780 | -0.000629
|  | 781 | -0.000863
|  | 782 | -0.000674
|  | 783 | -0.000174
|  | 784 | -1e-06
|  | 785 | 0.000212
|  | 786 | -0.000349
|  | 787 | 0.000309
|  | 788 | 0.000777
|  | 789 | -0.000566
|  | 790 | -0.00112
|  | 791 | -0.001216
|  | 792 | -4.5e-05
|  | 793 | -0.000499
|  | 794 | 0.000323
|  | 795 | 0.00036
|  | 796 | -0.000514
|  | 797 | 0.000443
|  | 798 | -0.000118
|  | 799 | -0.000706
|  | 800 | -0.001381
|  | 801 | -0.001386
|  | 802 | -0.000419
|  | 803 | -8e-05
|  | 804 | 0.000315
|  | 805 | 0.000257
|  | 806 | -0.0003
|  | 807 | 0.000178
|  | 808 | -0.000562
|  | 809 | -0.001826
|  | 810 | -0.00089
|  | 811 | -0.000737
|  | 812 | -0.000516
|  | 813 | 0.000482
|  | 814 | 0.000253
|  | 815 | 0.001583
|  | 816 | 0.000229
|  | 817 | -0.000436
|  | 818 | -0.000266
|  | 819 | -0.000689
|  | 820 | 0.000207
|  | 821 | 0.000375
|  | 822 | -0.00044
|  | 823 | -0.000957
|  | 824 | -0.001701
|  | 825 | -0.001267
|  | 826 | -0.000543
|  | 827 | -0.000934
|  | 828 | -0.000365
|  | 829 | -0.000177
|  | 830 | -1.8e-05
|  | 831 | -0.000437
|  | 832 | 3e-05
|  | 833 | -0.000714
|  | 834 | -0.001252
|  | 835 | -0.000916
|  | 836 | -0.000469
|  | 837 | -0.000723
|  | 838 | -0.000798
|  | 839 | -0.000358
|  | 840 | -0.000502
|  | 841 | 0.000374
|  | 842 | 2.1e-05
|  | 843 | 9.4e-05
|  | 844 | -0.00027
|  | 845 | -0.000724
|  | 846 | -0.001497
|  | 847 | -0.001887
|  | 848 | -0.000479
|  | 849 | -0.000375
|  | 850 | 0.00026
|  | 851 | 0.000284
|  | 852 | 0.000266
|  | 853 | -0.000111
|  | 854 | 0.000351
|  | 855 | -0.000316
|  | 856 | -0.001141
|  | 857 | -0.001856
|  | 858 | -0.001231
|  | 859 | -0.000772
|  | 860 | -0.000621
|  | 861 | 0.000441
|  | 862 | -0.00051
|  | 863 | 8e-06
|  | 864 | 0.000504
|  | 865 | 0.000329
|  | 866 | 0.000204
|  | 867 | -0.000475
|  | 868 | -0.000681
|  | 869 | -0.001088
|  | 870 | -0.001818
|  | 871 | -0.00158
|  | 872 | -0.001645
|  | 873 | -0.000965
|  | 874 | 0.000972
|  | 875 | -0.000821
|  | 876 | 0.000571
|  | 877 | -0.000515
|  | 878 | -0.000432
|  | 879 | -0.002291
|  | 880 | -0.001436
|  | 881 | 0.001637
|  | 882 | 0.002388
|  | 883 | 0.000402
|  | 884 | -0.001241
|  | 885 | 0.000106
|  | 886 | -0.000219
|  | 887 | -0.003052
|  | 888 | -0.003075
|  | 889 | -0.001471
|  | 890 | -0.002059
|  | 891 | -0.001876
|  | 892 | -0.000328
|  | 893 | -0.000402
|  | 894 | 0.00195
|  | 895 | -3.4e-05
|  | 896 | -0.000582
|  | 897 | 0.001259
|  | 898 | -0.001868
|  | 899 | -0.003309
|  | 900 | -0.003186
|  | 901 | -0.005691
|  | 902 | -0.003127
|  | 903 | -0.001469
|  | 904 | -0.001847
|  | 905 | -0.000335
|  | 906 | 0.001227
|  | 907 | -0.0017
|  | 908 | 0.00107
|  | 909 | 0.000702
|  | 910 | -0.000994
|  | 911 | 0.000443
|  | 912 | 0.000529
|  | 913 | -0.00122
|  | 914 | -0.000704
|  | 915 | -0.002517
|  | 916 | -0.003407
|  | 917 | -4.3e-05
|  | 918 | -0.003049
|  | 919 | -0.001016
|  | 920 | -0.000605
|  | 921 | 0.001288
|  | 922 | 0.003504
|  | 923 | -0.000298
|  | 924 | 0.000326
|  | 925 | -0.000604
|  | 926 | -0.000823
|  | 927 | -0.001395
|  | 928 | -0.002057
|  | 929 | -0.005274
|  | 930 | -0.003678
|  | 931 | -0.00052
|  | 932 | -0.001382
|  | 933 | -0.002329
|  | 934 | -0.002943
|  | 935 | 0.000701
|  | 936 | 0.002142
|  | 937 | -0.000655
|  | 938 | -0.002798
|  | 939 | -0.000436
|  | 940 | -0.002559
|  | 941 | -0.000385
|  | 942 | -0.003305
|  | 943 | 0.002185
|  | 944 | 0.000647
|  | 945 | 0.001525
|  | 946 | 0.001001
|  | 947 | -0.000202
|  | 948 | -0.002293
|  | 949 | -0.000919
|  | 950 | -0.006599
|  | 951 | -0.003438
|  | 952 | -0.005596
|  | 953 | -0.00674
|  | 954 | -0.007464
|  | 955 | -0.00383
|  | 956 | -0.001756
|  | 957 | -0.000311
|  | 958 | -0.002509
|  | 959 | 0.002859
|  | 960 | 0.003403
|  | 961 | 0.001816
|  | 962 | 5.4e-05
|  | 963 | 0.004236
|  | 964 | 0.001324
|  | 965 | -0.000177
|  | 966 | -0.007326
|  | 967 | -0.006053
|  | 968 | -0.006885
|  | 969 | -0.005291
|  | 970 | -0.002313
|  | 971 | -0.004653
|  | 972 | -0.003318
|  | 973 | -0.002736
|  | 974 | -0.001628
|  | 975 | -0.001448
|  | 976 | -0.000671
|  | 977 | -0.000469
|  | 978 | 0.002162
|  | 979 | 0.000891
|  | 980 | 0.002481
|  | 981 | 0.000969
|  | 982 | -0.001102
|  | 983 | -0.000127
|  | 984 | -0.002348
|  | 985 | -0.005782
|  | 986 | -0.003143
|  | 987 | -0.013199
|  | 988 | -0.004899
|  | 989 | -0.00785
|  | 990 | -0.005813
|  | 991 | -0.00552
|  | 992 | -0.002593
|  | 993 | -0.0027
|  | 994 | -0.002002
|  | 995 | 0.000228
|  | 996 | -0.001264
|  | 997 | -0.000536
|  | 998 | 0.002962
|  | 999 | -0.000589
|  | 1000 | -0.003402
|  | 1001 | -0.002029
|  | 1002 | -0.000444
|  | 1003 | -0.008764
|  | 1004 | -0.008303
|  | 1005 | 0.004618
|  | 1006 | 0.003485
|  | 1007 | 0.003836
|  | 1008 | -0.00165
|  | 1009 | -0.004976
|  | 1010 | -0.008277
|  | 1011 | -0.003358
|  | 1012 | -0.010748
|  | 1013 | -0.00626
|  | 1014 | -0.015307
|  | 1015 | -0.021167
|  | 1016 | -0.008601
|  | 1017 | -0.002166
|  | 1018 | -0.015849
|  | 1019 | 0.004878
|  | 1020 | -0.016797
|  | 1021 | -0.016608
|  | 1022 | 0
|  | 1023 | 0
|  | 1024 | 0
|  | 1025 | 0
|  | 1026 | 0
|  | 1027 | 0
|  | 1028 | 0
|  | 1029 | 0
|  | 1030 | 0
|  | 1031 | 0
|  | 1032 | 0
|  | 1033 | 0
|  | 1034 | 0
|  | 1035 | 0
|  | 1036 | 0
|  | 1037 | 0
|  | 1038 | 0
|  | 1039 | 0
|  | 1040 | 0
|  | 1041 | 0
|  | 1042 | 0
|  | 1043 | 0
|  | 1044 | 0
|  | 1045 | 0
|  | 1046 | 0
|  | 1047 | 0
|  | 1048 | 0
|  | 1049 | 0
|  | 1050 | 0
|  | 1051 | 0
|  | 1052 | 0
|  | 1053 | 0
|  | 1054 | 0
|  | 1055 | 0
|  | 1056 | 0
|  | 1057 | 0
|  | 1058 | 0
|  | 1059 | 0
|  | 1060 | 0
|  | 1061 | 0
|  | 1062 | 0
|  | 1063 | 0
|  | 1064 | 0
|  | 1065 | 0
|  | 1066 | 0
|  | 1067 | 0
|  | 1068 | 0
|  | 1069 | 0
|  | 1070 | 0
|  | 1071 | 0
|  | 1072 | 0
|  | 1073 | 0
|  | 1074 | 0
|  | 1075 | 0
|  | 1076 | 0
|  | 1077 | 0
|  | 1078 | 0
|  | 1079 | 0
|  | 1080 | 0
|  | 1081 | 0
|  | 1082 | 0
|  | 1083 | 0
|  | 1084 | 0
|  | 1085 | 0
|  | 1086 | 0
|  | 1087 | 0
|  | 1088 | 0
|  | 1089 | 0
|  | 1090 | 0
|  | 1091 | 0
|  | 1092 | 0
|  | 1093 | 0
|  | 1094 | 0
|  | 1095 | 0
|  | 1096 | 0
|  | 1097 | 0
|  | 1098 | 0
|  | 1099 | 0
|  | 1100 | 0
|  | 1101 | 0
|  | 1102 | 0
|  | 1103 | 0
|  | 1104 | 0
|  | 1105 | 0
|  | 1106 | 0
|  | 1107 | 0
|  | 1108 | 0
|  | 1109 | 0
|  | 1110 | 0
|  | 1111 | 0
|  | 1112 | 0
|  | 1113 | 0
|  | 1114 | 0
|  | 1115 | 0
|  | 1116 | 0
|  | 1117 | 0
|  | 1118 | 0
|  | 1119 | 0
|  | 1120 | 0
|  | 1121 | 0
|  | 1122 | 0
|  | 1123 | 0
|  | 1124 | 0
|  | 1125 | 0
|  | 1126 | 0
|  | 1127 | 0
|  | 1128 | 0
|  | 1129 | 0
|  | 1130 | 0
|  | 1131 | 0
|  | 1132 | 0
|  | 1133 | 0
|  | 1134 | 0
|  | 1135 | 0
|  | 1136 | 0
|  | 1137 | 0
|  | 1138 | 0
|  | 1139 | 0
|  | 1140 | 0
|  | 1141 | 0
|  | 1142 | 0
|  | 1143 | 0
|  | 1144 | 0
|  | 1145 | 0
|  | 1146 | 0
|  | 1147 | 0
|  | 1148 | 0
|  | 1149 | 0
|  | 1150 | 0
|  | 1151 | 0
|  | 1152 | 0
|  | 1153 | 0
|  | 1154 | 0
|  | 1155 | 0
|  | 1156 | 0
|  | 1157 | 0
|  | 1158 | 0
|  | 1159 | 0
|  | 1160 | 0
|  | 1161 | 0
|  | 1162 | 0
|  | 1163 | 0
|  | 1164 | 0
|  | 1165 | 0
|  | 1166 | 0
|  | 1167 | 0
|  | 1168 | 0
|  | 1169 | 0
|  | 1170 | 0
|  | 1171 | 0
|  | 1172 | 0
|  | 1173 | 0
|  | 1174 | 0
|  | 1175 | 0
|  | 1176 | 0
|  | 1177 | 0
|  | 1178 | 0
|  | 1179 | 0
|  | 1180 | 0
|  | 1181 | 0
|  | 1182 | 0
|  | 1183 | 0
|  | 1184 | 0
|  | 1185 | 0
|  | 1186 | 0
|  | 1187 | 0
|  | 1188 | 0
|  | 1189 | 0
|  | 1190 | 0
|  | 1191 | 0
|  | 1192 | 0
|  | 1193 | 0
|  | 1194 | 0
|  | 1195 | 0
|  | 1196 | 0
|  | 1197 | 0
|  | 1198 | 0
|  | 1199 | 0
|  | 1200 | 0