## Spectrum
M530L4 Spectrum
|  | Wavelength (nm) | Normalized Intensity
|  | 200.0376 | 1.0355e-05
|  | 200.2403 | 0
|  | 200.443 | 1.3208e-05
|  | 200.6458 | 0
Product Raw Data |  | 200.8485 | 1.6362e-05
530 nm, 370 mW (Min) Mounted LED, 1000 mA |  | 201.0513 | 0
|  | 201.2541 | 1.2601e-05
Item # | M530L4 | 201.4569 | 0
DISCLAIMER: The data presented here are typical. Slight variations in performance data will occur from lot to lot. Please contact Technical Support with any questions regarding the use or reliability of this data. |  | 201.6597 | 1.7937e-05
|  | 201.8626 | 0
|  | 202.0655 | 2.9264e-05
|  | 202.2683 | 0
|  | 202.4713 | 1.5507e-05
|  | 202.6742 | 0
This data may be used in publications. However, please cite Thorlabs as the source. |  | 202.8771 | 1.9729e-05
|  | 203.08 | 0
|  | 203.283 | 1.1589e-05
|  | 203.486 | 0
Additional Information: |  | 203.689 | 1.7959e-05
Due to variations in the manufacturing process and operating parameters such as temperature and current, the actual spectral output of any given LED will vary. Output plots are only intended to be used as a guideline. |  | 203.892 | 0
|  | 204.0951 | 1.8404e-05
|  | 204.2981 | 0
|  | 204.5012 | 1.0834e-05
|  | 204.7043 | 0
|  | 204.9074 | 2.8628e-05
|  | 205.1105 | 0
|  | 205.3136 | 1.5724e-05
|  | 205.5168 | 0
|  | 205.72 | 1.2033e-05
|  | 205.9232 | 0
|  | 206.1264 | 2.5005e-05
|  | 206.3296 | 0
|  | 206.5328 | 1.0651e-05
|  | 206.7361 | 0
|  | 206.9394 | 1.6893e-05
|  | 207.1427 | 0
|  | 207.346 | 1.1946e-05
|  | 207.5493 | 0
|  | 207.7526 | 8.9242e-06
|  | 207.956 | 0
|  | 208.1594 | 1.0038e-05
|  | 208.3628 | 0
|  | 208.5662 | 1.8913e-05
|  | 208.7696 | 0
|  | 208.9731 | 1.3944e-05
|  | 209.1765 | 0
|  | 209.38 | 1.9339e-05
|  | 209.5835 | 0
|  | 209.787 | 1.729e-05
|  | 209.9905 | 0
|  | 210.1941 | 1.8915e-05
|  | 210.3977 | 0
|  | 210.6012 | 2.151e-05
|  | 210.8048 | 0
|  | 211.0085 | 2.244e-05
|  | 211.2121 | 0
|  | 211.4157 | 1.2522e-05
|  | 211.6194 | 0
|  | 211.8231 | 8.6735e-06
|  | 212.0268 | 2.4016e-07
|  | 212.2305 | 9.587e-06
|  | 212.4342 | 0
|  | 212.638 | 1.017e-05
|  | 212.8418 | 0
|  | 213.0455 | 5.754e-06
|  | 213.2493 | 0
|  | 213.4532 | 2.6583e-05
|  | 213.657 | 0
|  | 213.8608 | 6.4383e-06
|  | 214.0647 | 0
|  | 214.2686 | 1.6079e-05
|  | 214.4725 | 0
|  | 214.6764 | 9.9586e-06
|  | 214.8804 | 0
|  | 215.0843 | 9.8031e-06
|  | 215.2883 | 0
|  | 215.4923 | 1.0882e-05
|  | 215.6963 | 0
|  | 215.9003 | 6.3707e-06
|  | 216.1043 | 0
|  | 216.3084 | 1.1588e-05
|  | 216.5125 | 0
|  | 216.7166 | 1.3709e-05
|  | 216.9207 | 0
|  | 217.1248 | 1.6199e-05
|  | 217.3289 | 0
|  | 217.5331 | 1.3934e-05
|  | 217.7372 | 0
|  | 217.9414 | 1.4343e-05
|  | 218.1456 | 0
|  | 218.3499 | 1.0165e-05
|  | 218.5541 | 0
|  | 218.7584 | 1.6145e-05
|  | 218.9626 | 0
|  | 219.1669 | 1.4418e-05
|  | 219.3712 | 0
|  | 219.5756 | 1.9067e-05
|  | 219.7799 | 0
|  | 219.9843 | 9.2593e-06
|  | 220.1886 | 0
|  | 220.393 | 5.6298e-06
|  | 220.5974 | 0
|  | 220.8019 | 1.0222e-05
|  | 221.0063 | 0
|  | 221.2108 | 1.5876e-05
|  | 221.4153 | 0
|  | 221.6197 | 1.1421e-05
|  | 221.8242 | 0
|  | 222.0288 | 1.5968e-05
|  | 222.2333 | 0
|  | 222.4379 | 1.0939e-05
|  | 222.6425 | 0
|  | 222.847 | 1.438e-05
|  | 223.0517 | 1.1001e-06
|  | 223.2563 | 1.0298e-05
|  | 223.4609 | 0
|  | 223.6656 | 5.1311e-06
|  | 223.8703 | 0
|  | 224.075 | 1.6785e-05
|  | 224.2797 | 0
|  | 224.4844 | 5.7252e-06
|  | 224.6891 | 0
|  | 224.8939 | 8.9466e-06
|  | 225.0987 | 0
|  | 225.3035 | 1.5985e-05
|  | 225.5083 | 0
|  | 225.7131 | 9.0115e-06
|  | 225.918 | 0
|  | 226.1228 | 1.6489e-05
|  | 226.3277 | 0
|  | 226.5326 | 1.4073e-05
|  | 226.7375 | 0
|  | 226.9424 | 1.3313e-05
|  | 227.1474 | 0
|  | 227.3524 | 1.0915e-05
|  | 227.5573 | 0
|  | 227.7623 | 9.3571e-06
|  | 227.9673 | 0
|  | 228.1724 | 1.5593e-05
|  | 228.3774 | 0
|  | 228.5825 | 8.1138e-06
|  | 228.7876 | 0
|  | 228.9926 | 1.3607e-05
|  | 229.1978 | 0
|  | 229.4029 | 1.4261e-05
|  | 229.608 | 0
|  | 229.8132 | 8.5143e-06
|  | 230.0184 | 0
|  | 230.2236 | 1.3072e-05
|  | 230.4288 | 0
|  | 230.634 | 8.9208e-06
|  | 230.8393 | 0
|  | 231.0445 | 1.3317e-05
|  | 231.2498 | 0
|  | 231.4551 | 2.0112e-06
|  | 231.6604 | 0
|  | 231.8657 | 1.1442e-05
|  | 232.0711 | 0
|  | 232.2764 | 9.5263e-06
|  | 232.4818 | 0
|  | 232.6872 | 6.4466e-06
|  | 232.8926 | 0
|  | 233.0981 | 1.546e-05
|  | 233.3035 | 0
|  | 233.509 | 5.5298e-06
|  | 233.7144 | 0
|  | 233.9199 | 1.4339e-05
|  | 234.1255 | 0
|  | 234.331 | 1.1292e-05
|  | 234.5365 | 0
|  | 234.7421 | 6.1103e-06
|  | 234.9477 | 0
|  | 235.1533 | 9.3594e-06
|  | 235.3589 | 0
|  | 235.5645 | 2.1558e-05
|  | 235.7701 | 0
|  | 235.9758 | 8.9899e-06
|  | 236.1815 | 0
|  | 236.3872 | 4.8441e-06
|  | 236.5929 | 0
|  | 236.7986 | 5.7873e-06
|  | 237.0044 | 0
|  | 237.2101 | 9.0276e-06
|  | 237.4159 | 0
|  | 237.6217 | 6.9936e-06
|  | 237.8275 | 0
|  | 238.0333 | 1.3226e-05
|  | 238.2392 | 0
|  | 238.445 | 8.3487e-06
|  | 238.6509 | 0
|  | 238.8568 | 7.5626e-06
|  | 239.0627 | 4.7713e-06
|  | 239.2686 | 1.093e-05
|  | 239.4746 | 0
|  | 239.6805 | 1.1818e-05
|  | 239.8865 | 0
|  | 240.0925 | 9.6198e-06
|  | 240.2985 | 0
|  | 240.5045 | 7.7611e-06
|  | 240.7106 | 0
|  | 240.9166 | 1.0966e-05
|  | 241.1227 | 0
|  | 241.3288 | 1.0372e-05
|  | 241.5349 | 0
|  | 241.741 | 1.1532e-05
|  | 241.9472 | 0
|  | 242.1533 | 1.3548e-05
|  | 242.3595 | 0
|  | 242.5657 | 8.9212e-06
|  | 242.7719 | 0
|  | 242.9781 | 1.7785e-05
|  | 243.1844 | 0
|  | 243.3906 | 1.0316e-05
|  | 243.5969 | 0
|  | 243.8032 | 3.9116e-06
|  | 244.0095 | 0
|  | 244.2158 | 5.0589e-06
|  | 244.4221 | 0
|  | 244.6285 | 4.8708e-06
|  | 244.8349 | 0
|  | 245.0413 | 6.8246e-06
|  | 245.2477 | 0
|  | 245.4541 | 1.6499e-05
|  | 245.6605 | 0
|  | 245.867 | 1.0359e-05
|  | 246.0734 | 0
|  | 246.2799 | 1.1207e-05
|  | 246.4864 | 0
|  | 246.6929 | 1.4094e-05
|  | 246.8995 | 0
|  | 247.106 | 1.3503e-05
|  | 247.3126 | 0
|  | 247.5192 | 1.6448e-05
|  | 247.7258 | 0
|  | 247.9324 | 1.6248e-05
|  | 248.139 | 0
|  | 248.3457 | 1.6967e-06
|  | 248.5524 | 0
|  | 248.759 | 1.2082e-05
|  | 248.9657 | 0
|  | 249.1725 | 1.2633e-05
|  | 249.3792 | 0
|  | 249.5859 | 1.0059e-05
|  | 249.7927 | 0
|  | 249.9995 | 8.5671e-06
|  | 250.2063 | 0
|  | 250.4131 | 9.5327e-06
|  | 250.6199 | 0
|  | 250.8268 | 8.2582e-06
|  | 251.0336 | 0
|  | 251.2405 | 6.064e-06
|  | 251.4474 | 0
|  | 251.6543 | 1.9326e-06
|  | 251.8613 | 0
|  | 252.0682 | 1.6027e-05
|  | 252.2752 | 0
|  | 252.4821 | 1.3826e-05
|  | 252.6891 | 0
|  | 252.8961 | 9.2514e-06
|  | 253.1032 | 0
|  | 253.3102 | 1.3252e-05
|  | 253.5173 | 0
|  | 253.7243 | 4.824e-06
|  | 253.9314 | 0
|  | 254.1385 | 1.2421e-05
|  | 254.3457 | 0
|  | 254.5528 | 1.1029e-05
|  | 254.76 | 0
|  | 254.9671 | 1.2393e-05
|  | 255.1743 | 0
|  | 255.3815 | 6.1985e-06
|  | 255.5888 | 0
|  | 255.796 | 7.3106e-06
|  | 256.0032 | 0
|  | 256.2105 | 1.9997e-05
|  | 256.4178 | 0
|  | 256.6251 | 6.3435e-06
|  | 256.8324 | 0
|  | 257.0398 | 9.9941e-06
|  | 257.2471 | 0
|  | 257.4545 | 1.675e-05
|  | 257.6619 | 0
|  | 257.8693 | 9.0088e-06
|  | 258.0767 | 0
|  | 258.2841 | 6.7062e-06
|  | 258.4916 | 0
|  | 258.699 | 7.634e-06
|  | 258.9065 | 0
|  | 259.114 | 7.048e-06
|  | 259.3215 | 0
|  | 259.5291 | 1.3005e-05
|  | 259.7366 | 0
|  | 259.9442 | 1.275e-05
|  | 260.1518 | 0
|  | 260.3593 | 7.0805e-06
|  | 260.567 | 0
|  | 260.7746 | 9.5138e-06
|  | 260.9822 | 0
|  | 261.1899 | 1.2336e-05
|  | 261.3976 | 0
|  | 261.6053 | 1.9069e-05
|  | 261.813 | 0
|  | 262.0207 | 1.215e-05
|  | 262.2284 | 0
|  | 262.4362 | 7.2949e-06
|  | 262.644 | 0
|  | 262.8517 | 6.3017e-06
|  | 263.0596 | 0
|  | 263.2674 | 9.2103e-06
|  | 263.4752 | 0
|  | 263.6831 | 1.0001e-05
|  | 263.891 | 0
|  | 264.0988 | 1.4009e-05
|  | 264.3067 | 0
|  | 264.5146 | 1.5732e-05
|  | 264.7226 | 0
|  | 264.9305 | 1.7725e-05
|  | 265.1385 | 0
|  | 265.3465 | 1.003e-05
|  | 265.5545 | 0
|  | 265.7625 | 5.3402e-06
|  | 265.9706 | 0
|  | 266.1786 | 1.4898e-05
|  | 266.3867 | 0
|  | 266.5947 | 1.0031e-05
|  | 266.8028 | 0
|  | 267.011 | 5.6979e-06
|  | 267.2191 | 0
|  | 267.4272 | 5.5534e-06
|  | 267.6354 | 0
|  | 267.8436 | 9.8941e-06
|  | 268.0518 | 0
|  | 268.2599 | 1.4106e-05
|  | 268.4682 | 0
|  | 268.6764 | 1.4188e-05
|  | 268.8847 | 0
|  | 269.093 | 1.0984e-05
|  | 269.3012 | 0
|  | 269.5096 | 1.1425e-05
|  | 269.7179 | 0
|  | 269.9262 | 1.7014e-05
|  | 270.1346 | 0
|  | 270.3429 | 9.847e-06
|  | 270.5513 | 0
|  | 270.7597 | 8.1107e-06
|  | 270.9681 | 0
|  | 271.1766 | 9.012e-06
|  | 271.385 | 0
|  | 271.5935 | 1.0173e-05
|  | 271.802 | 0
|  | 272.0105 | 1.2717e-05
|  | 272.219 | 0
|  | 272.4275 | 5.8448e-06
|  | 272.6361 | 0
|  | 272.8446 | 8.6869e-06
|  | 273.0532 | 0
|  | 273.2618 | 1.149e-05
|  | 273.4704 | 0
|  | 273.679 | 1.3953e-05
|  | 273.8877 | 0
|  | 274.0963 | 1.2993e-05
|  | 274.305 | 0
|  | 274.5137 | 1.0022e-05
|  | 274.7224 | 0
|  | 274.9312 | 2.3795e-05
|  | 275.1399 | 0
|  | 275.3486 | 1.2403e-05
|  | 275.5574 | 0
|  | 275.7662 | 9.795e-06
|  | 275.975 | 0
|  | 276.1838 | 1.1115e-05
|  | 276.3926 | 0
|  | 276.6015 | 5.1028e-06
|  | 276.8104 | 0
|  | 277.0193 | 1.1137e-05
|  | 277.2281 | 0
|  | 277.4371 | 1.0805e-05
|  | 277.646 | 0
|  | 277.8549 | 9.8782e-06
|  | 278.0639 | 0
|  | 278.2729 | 1.1115e-05
|  | 278.4819 | 0
|  | 278.6909 | 7.2906e-06
|  | 278.8999 | 0
|  | 279.1089 | 6.1884e-06
|  | 279.318 | 0
|  | 279.5271 | 1.2817e-05
|  | 279.7362 | 0
|  | 279.9453 | 7.4586e-06
|  | 280.1544 | 0
|  | 280.3635 | 1.018e-05
|  | 280.5727 | 0
|  | 280.7819 | 9.8562e-06
|  | 280.9911 | 0
|  | 281.2003 | 1.2491e-05
|  | 281.4095 | 0
|  | 281.6187 | 8.1564e-06
|  | 281.8279 | 0
|  | 282.0372 | 1.1439e-05
|  | 282.2465 | 1.5151e-06
|  | 282.4558 | 8.012e-06
|  | 282.6651 | 0
|  | 282.8744 | 7.734e-06
|  | 283.0838 | 0
|  | 283.2931 | 1.5033e-05
|  | 283.5025 | 0
|  | 283.7119 | 1.2592e-05
|  | 283.9213 | 0
|  | 284.1307 | 1.6362e-05
|  | 284.3402 | 0
|  | 284.5496 | 8.1572e-06
|  | 284.7591 | 0
|  | 284.9686 | 1.0575e-05
|  | 285.1781 | 0
|  | 285.3876 | 8.183e-06
|  | 285.5971 | 0
|  | 285.8067 | 1.3335e-05
|  | 286.0163 | 0
|  | 286.2258 | 6.1656e-06
|  | 286.4354 | 0
|  | 286.6451 | 6.8086e-06
|  | 286.8547 | 0
|  | 287.0643 | 6.0946e-06
|  | 287.274 | 0
|  | 287.4836 | 3.8487e-06
|  | 287.6934 | 0
|  | 287.903 | 1.1016e-05
|  | 288.1128 | 0
|  | 288.3225 | 1.37e-05
|  | 288.5323 | 0
|  | 288.742 | 1.609e-05
|  | 288.9518 | 0
|  | 289.1617 | 9.374e-06
|  | 289.3715 | 0
|  | 289.5813 | 9.1459e-06
|  | 289.7911 | 5.5154e-07
|  | 290.001 | 8.1861e-06
|  | 290.2109 | 0
|  | 290.4208 | 4.8394e-06
|  | 290.6307 | 0
|  | 290.8406 | 1.8953e-05
|  | 291.0506 | 3.4419e-06
|  | 291.2605 | 4.4088e-06
|  | 291.4705 | 0
|  | 291.6805 | 1.2704e-05
|  | 291.8905 | 0
|  | 292.1005 | 7.0343e-06
|  | 292.3106 | 0
|  | 292.5206 | 1.1377e-05
|  | 292.7307 | 0
|  | 292.9408 | 1.2392e-05
|  | 293.1509 | 0
|  | 293.361 | 6.4827e-06
|  | 293.5711 | 0
|  | 293.7813 | 1.5561e-05
|  | 293.9915 | 1.3073e-07
|  | 294.2016 | 9.7838e-06
|  | 294.4118 | 0
|  | 294.622 | 1.009e-05
|  | 294.8323 | 0
|  | 295.0425 | 1.0827e-05
|  | 295.2528 | 0
|  | 295.463 | 1.3186e-05
|  | 295.6733 | 0
|  | 295.8836 | 6.4037e-06
|  | 296.094 | 0
|  | 296.3043 | 1.287e-05
|  | 296.5146 | 0
|  | 296.725 | 4.915e-06
|  | 296.9354 | 0
|  | 297.1458 | 8.1154e-06
|  | 297.3562 | 0
|  | 297.5667 | 5.6472e-06
|  | 297.7771 | 0
|  | 297.9876 | 1.4401e-05
|  | 298.1981 | 0
|  | 298.4085 | 1.4565e-05
|  | 298.619 | 0
|  | 298.8296 | 8.9796e-06
|  | 299.0401 | 0
|  | 299.2507 | 9.5664e-06
|  | 299.4612 | 0
|  | 299.6718 | 8.1993e-06
|  | 299.8824 | 0
|  | 300.0931 | 1.4471e-05
|  | 300.3037 | 0
|  | 300.5143 | 1.6e-05
|  | 300.725 | 0
|  | 300.9357 | 9.461e-06
|  | 301.1464 | 0
|  | 301.3571 | 8.1631e-06
|  | 301.5678 | 2.3644e-06
|  | 301.7786 | 9.6391e-06
|  | 301.9893 | 0
|  | 302.2001 | 5.2569e-06
|  | 302.4109 | 0
|  | 302.6217 | 7.6512e-06
|  | 302.8326 | 0
|  | 303.0434 | 1.0907e-05
|  | 303.2542 | 0
|  | 303.4651 | 1.9318e-06
|  | 303.676 | 0
|  | 303.8869 | 9.1607e-06
|  | 304.0978 | 0
|  | 304.3087 | 1.1399e-05
|  | 304.5197 | 0
|  | 304.7307 | 2.4522e-05
|  | 304.9416 | 0
|  | 305.1526 | 8.933e-06
|  | 305.3636 | 0
|  | 305.5746 | 1.2948e-05
|  | 305.7857 | 0
|  | 305.9967 | 9.7119e-06
|  | 306.2078 | 0
|  | 306.4189 | 8.1063e-06
|  | 306.63 | 0
|  | 306.8411 | 8.6318e-06
|  | 307.0522 | 0
|  | 307.2634 | 1.0907e-05
|  | 307.4745 | 0
|  | 307.6857 | 5.1752e-06
|  | 307.8969 | 0
|  | 308.1082 | 7.7967e-06
|  | 308.3194 | 0
|  | 308.5306 | 8.1543e-06
|  | 308.7419 | 0
|  | 308.9532 | 6.4113e-06
|  | 309.1644 | 0
|  | 309.3757 | 9.1326e-06
|  | 309.5871 | 0
|  | 309.7984 | 2.6629e-06
|  | 310.0097 | 0
|  | 310.2211 | 6.0815e-06
|  | 310.4325 | 0
|  | 310.6439 | 1.0916e-05
|  | 310.8553 | 0
|  | 311.0667 | 1.131e-06
|  | 311.2782 | 0
|  | 311.4896 | 5.3465e-06
|  | 311.7011 | 0
|  | 311.9126 | 1.1002e-05
|  | 312.1241 | 0
|  | 312.3356 | 9.3154e-06
|  | 312.5471 | 0
|  | 312.7587 | 1.0501e-05
|  | 312.9703 | 0
|  | 313.1819 | 9.2524e-06
|  | 313.3934 | 0
|  | 313.605 | 9.6866e-06
|  | 313.8167 | 0
|  | 314.0283 | 8.8273e-06
|  | 314.24 | 0
|  | 314.4517 | 6.1066e-06
|  | 314.6634 | 0
|  | 314.8751 | 0
|  | 315.0868 | 0
|  | 315.2985 | 1.0908e-05
|  | 315.5103 | 0
|  | 315.722 | 5.5389e-06
|  | 315.9338 | 0
|  | 316.1456 | 1.0974e-05
|  | 316.3574 | 0
|  | 316.5692 | 1.0999e-05
|  | 316.7811 | 0
|  | 316.993 | 4.6615e-06
|  | 317.2048 | 0
|  | 317.4167 | 8.7907e-06
|  | 317.6286 | 0
|  | 317.8405 | 5.5287e-06
|  | 318.0525 | 0
|  | 318.2644 | 6.2313e-06
|  | 318.4764 | 0
|  | 318.6884 | 4.1947e-06
|  | 318.9004 | 0
|  | 319.1124 | 9.4124e-06
|  | 319.3244 | 0
|  | 319.5364 | 4.4832e-06
|  | 319.7485 | 0
|  | 319.9606 | 1.2702e-05
|  | 320.1727 | 0
|  | 320.3848 | 8.655e-06
|  | 320.5969 | 0
|  | 320.809 | 3.9228e-06
|  | 321.0212 | 0
|  | 321.2333 | 8.0623e-06
|  | 321.4455 | 0
|  | 321.6577 | 9.9074e-06
|  | 321.8699 | 0
|  | 322.0822 | 9.6821e-06
|  | 322.2944 | 0
|  | 322.5067 | 4.1009e-06
|  | 322.7189 | 0
|  | 322.9312 | 7.6265e-06
|  | 323.1435 | 0
|  | 323.3558 | 6.3113e-06
|  | 323.5682 | 0
|  | 323.7805 | 8.6907e-06
|  | 323.9929 | 0
|  | 324.2053 | 5.3595e-06
|  | 324.4177 | 0
|  | 324.6301 | 2.2284e-06
|  | 324.8425 | 0
|  | 325.0549 | 7.9695e-06
|  | 325.2674 | 0
|  | 325.4799 | 5.6434e-06
|  | 325.6924 | 0
|  | 325.9048 | 1.7126e-05
|  | 326.1174 | 0
|  | 326.3299 | 6.5925e-06
|  | 326.5424 | 0
|  | 326.755 | 7.1354e-06
|  | 326.9676 | 0
|  | 327.1802 | 1.442e-05
|  | 327.3928 | 0
|  | 327.6054 | 6.6349e-06
|  | 327.8181 | 0
|  | 328.0307 | 6.6947e-06
|  | 328.2434 | 0
|  | 328.4561 | 6.3722e-06
|  | 328.6688 | 0
|  | 328.8815 | 1.2046e-05
|  | 329.0942 | 0
|  | 329.3069 | 6.0759e-06
|  | 329.5197 | 0
|  | 329.7325 | 1.1093e-05
|  | 329.9453 | 0
|  | 330.1581 | 6.2029e-06
|  | 330.3709 | 0
|  | 330.5837 | 8.9878e-06
|  | 330.7966 | 0
|  | 331.0095 | 6.2287e-06
|  | 331.2224 | 0
|  | 331.4352 | 6.4935e-06
|  | 331.6482 | 0
|  | 331.8611 | 1.236e-05
|  | 332.074 | 0
|  | 332.287 | 7.5202e-06
|  | 332.4999 | 0
|  | 332.7129 | 6.217e-06
|  | 332.9259 | 0
|  | 333.1389 | 8.5291e-06
|  | 333.352 | 0
|  | 333.565 | 9.0556e-06
|  | 333.7781 | 0
|  | 333.9912 | 8.1935e-06
|  | 334.2043 | 0
|  | 334.4174 | 9.9135e-06
|  | 334.6305 | 0
|  | 334.8436 | 2.1713e-06
|  | 335.0568 | 0
|  | 335.27 | 1.1328e-05
|  | 335.4832 | 0
|  | 335.6964 | 2.7009e-05
|  | 335.9096 | 0
|  | 336.1228 | 6.9327e-06
|  | 336.336 | 0
|  | 336.5493 | 7.0911e-06
|  | 336.7626 | 0
|  | 336.9759 | 9.3914e-06
|  | 337.1892 | 0
|  | 337.4025 | 8.7269e-06
|  | 337.6158 | 0
|  | 337.8292 | 1.0031e-05
|  | 338.0425 | 0
|  | 338.2559 | 1.0326e-05
|  | 338.4693 | 0
|  | 338.6827 | 3.9185e-06
|  | 338.8961 | 0
|  | 339.1096 | 1.395e-05
|  | 339.323 | 0
|  | 339.5365 | 4.6453e-06
|  | 339.75 | 0
|  | 339.9635 | 1.6501e-06
|  | 340.177 | 0
|  | 340.3905 | 5.7921e-06
|  | 340.6041 | 0
|  | 340.8177 | 6.2895e-06
|  | 341.0312 | 0
|  | 341.2448 | 8.9799e-06
|  | 341.4584 | 0
|  | 341.672 | 5.5553e-06
|  | 341.8857 | 0
|  | 342.0993 | 1.0111e-05
|  | 342.313 | 0
|  | 342.5267 | 5.1997e-06
|  | 342.7404 | 0
|  | 342.9541 | 9.2498e-06
|  | 343.1678 | 0
|  | 343.3816 | 4.4474e-06
|  | 343.5953 | 0
|  | 343.8091 | 1.0855e-05
|  | 344.0229 | 0
|  | 344.2367 | 1.3217e-05
|  | 344.4505 | 0
|  | 344.6643 | 8.3495e-06
|  | 344.8781 | 0
|  | 345.092 | 5.5555e-06
|  | 345.3059 | 0
|  | 345.5198 | 8.8228e-06
|  | 345.7337 | 0
|  | 345.9476 | 9.3529e-06
|  | 346.1615 | 0
|  | 346.3755 | 6.2719e-06
|  | 346.5894 | 0
|  | 346.8034 | 1.0962e-05
|  | 347.0174 | 0
|  | 347.2314 | 1.3299e-05
|  | 347.4455 | 0
|  | 347.6595 | 1.0728e-05
|  | 347.8736 | 0
|  | 348.0876 | 1.4075e-05
|  | 348.3017 | 0
|  | 348.5158 | 1.1226e-05
|  | 348.7299 | 0
|  | 348.9441 | 3.5071e-06
|  | 349.1582 | 0
|  | 349.3723 | 1.2748e-05
|  | 349.5865 | 0
|  | 349.8007 | 3.0671e-06
|  | 350.0149 | 0
|  | 350.2291 | 8.3233e-06
|  | 350.4434 | 0
|  | 350.6576 | 1.0839e-05
|  | 350.8719 | 0
|  | 351.0862 | 0
|  | 351.3004 | 0
|  | 351.5148 | 1.057e-05
|  | 351.7291 | 0
|  | 351.9434 | 1.216e-05
|  | 352.1578 | 0
|  | 352.3721 | 6.233e-06
|  | 352.5865 | 0
|  | 352.8009 | 1.1558e-05
|  | 353.0153 | 0
|  | 353.2298 | 1.4286e-05
|  | 353.4442 | 0
|  | 353.6587 | 1.1958e-05
|  | 353.8731 | 0
|  | 354.0876 | 7.3631e-06
|  | 354.3021 | 0
|  | 354.5166 | 1.7764e-06
|  | 354.7312 | 0
|  | 354.9457 | 6.0729e-06
|  | 355.1602 | 0
|  | 355.3748 | 8.3372e-06
|  | 355.5894 | 0
|  | 355.804 | 5.3348e-06
|  | 356.0186 | 0
|  | 356.2333 | 2.6275e-06
|  | 356.4479 | 0
|  | 356.6626 | 1.289e-05
|  | 356.8773 | 0
|  | 357.092 | 1.1956e-05
|  | 357.3067 | 0
|  | 357.5214 | 7.2255e-06
|  | 357.7361 | 0
|  | 357.9509 | 1.2082e-05
|  | 358.1656 | 0
|  | 358.3804 | 7.6724e-06
|  | 358.5952 | 0
|  | 358.81 | 4.4113e-06
|  | 359.0249 | 0
|  | 359.2397 | 1.3652e-05
|  | 359.4546 | 0
|  | 359.6694 | 3.751e-06
|  | 359.8843 | 0
|  | 360.0992 | 1.3309e-05
|  | 360.3141 | 0
|  | 360.5291 | 1.6807e-05
|  | 360.744 | 0
|  | 360.959 | 7.7864e-06
|  | 361.174 | 0
|  | 361.3889 | 4.5909e-06
|  | 361.6039 | 0
|  | 361.8189 | 1.1626e-05
|  | 362.034 | 0
|  | 362.249 | 9.3002e-06
|  | 362.4641 | 0
|  | 362.6792 | 8.4926e-06
|  | 362.8943 | 0
|  | 363.1094 | 8.7083e-06
|  | 363.3245 | 0
|  | 363.5396 | 7.5625e-06
|  | 363.7548 | 0
|  | 363.9699 | 1.2236e-05
|  | 364.1851 | 0
|  | 364.4003 | 1.1448e-05
|  | 364.6155 | 0
|  | 364.8307 | 1.0972e-05
|  | 365.046 | 0
|  | 365.2612 | 7.6694e-06
|  | 365.4765 | 0
|  | 365.6918 | 1.134e-05
|  | 365.9071 | 0
|  | 366.1224 | 1.1013e-05
|  | 366.3377 | 0
|  | 366.553 | 1.1288e-05
|  | 366.7684 | 0
|  | 366.9838 | 1.0304e-05
|  | 367.1992 | 0
|  | 367.4146 | 6.759e-06
|  | 367.63 | 0
|  | 367.8454 | 9.578e-06
|  | 368.0609 | 0
|  | 368.2763 | 1.2178e-05
|  | 368.4918 | 0
|  | 368.7072 | 8.7525e-06
|  | 368.9228 | 0
|  | 369.1383 | 6.9848e-06
|  | 369.3538 | 0
|  | 369.5693 | 9.178e-06
|  | 369.7849 | 0
|  | 370.0005 | 5.1863e-06
|  | 370.2161 | 0
|  | 370.4317 | 1.1106e-05
|  | 370.6473 | 0
|  | 370.8629 | 1.3011e-05
|  | 371.0786 | 3.8945e-06
|  | 371.2943 | 7.3882e-06
|  | 371.5099 | 0
|  | 371.7256 | 9.682e-06
|  | 371.9413 | 0
|  | 372.157 | 9.7627e-06
|  | 372.3728 | 0
|  | 372.5885 | 4.9217e-06
|  | 372.8043 | 0
|  | 373.0201 | 1.4858e-05
|  | 373.2358 | 0
|  | 373.4517 | 1.0715e-05
|  | 373.6675 | 0
|  | 373.8833 | 4.3476e-06
|  | 374.0992 | 0
|  | 374.315 | 1.3186e-05
|  | 374.5309 | 0
|  | 374.7468 | 8.7948e-06
|  | 374.9627 | 0
|  | 375.1786 | 1.6121e-05
|  | 375.3946 | 0
|  | 375.6105 | 9.814e-06
|  | 375.8265 | 0
|  | 376.0425 | 1.3259e-05
|  | 376.2585 | 0
|  | 376.4745 | 1.1037e-05
|  | 376.6905 | 0
|  | 376.9066 | 1.2934e-05
|  | 377.1226 | 0
|  | 377.3387 | 1.4452e-05
|  | 377.5547 | 0
|  | 377.7708 | 1.502e-05
|  | 377.987 | 0
|  | 378.2031 | 7.8002e-06
|  | 378.4193 | 0
|  | 378.6354 | 0.0057853
|  | 378.8516 | 0
|  | 379.0677 | 0.0041379
|  | 379.2839 | 0
|  | 379.5002 | 0.0047056
|  | 379.7164 | 0.00095777
|  | 379.9326 | 0.0031767
|  | 380.1489 | 0.00049026
|  | 380.3652 | 0.0021642
|  | 380.5815 | 0
|  | 380.7977 | 0.004855
|  | 381.0141 | 0
|  | 381.2304 | 0.0017506
|  | 381.4467 | 0
|  | 381.6631 | 0.0027906
|  | 381.8795 | 0
|  | 382.0959 | 0.0029319
|  | 382.3123 | 0
|  | 382.5287 | 0.0025756
|  | 382.7451 | 0
|  | 382.9615 | 0.0043837
|  | 383.178 | 0
|  | 383.3945 | 0.0018997
|  | 383.611 | 0
|  | 383.8275 | 0.0017102
|  | 384.044 | 0
|  | 384.2605 | 0.0029496
|  | 384.4771 | 0
|  | 384.6936 | 0.0032995
|  | 384.9102 | 0
|  | 385.1268 | 0.0027338
|  | 385.3434 | 0.0010043
|  | 385.56 | 0.0031622
|  | 385.7766 | 0
|  | 385.9933 | 0.0019535
|  | 386.2099 | 0
|  | 386.4266 | 0.0032522
|  | 386.6433 | 0
|  | 386.86 | 0.0023411
|  | 387.0767 | 0
|  | 387.2935 | 0.0013768
|  | 387.5102 | 0
|  | 387.727 | 0.0022551
|  | 387.9437 | 0
|  | 388.1605 | 0.0032
|  | 388.3773 | 0.0011806
|  | 388.5941 | 0.0028667
|  | 388.811 | 0
|  | 389.0278 | 0.0014601
|  | 389.2447 | 0
|  | 389.4615 | 0.0018643
|  | 389.6784 | 0
|  | 389.8954 | 0.0035849
|  | 390.1123 | 0
|  | 390.3292 | 0.0024699
|  | 390.5461 | 0
|  | 390.7631 | 0.0018656
|  | 390.9801 | 0
|  | 391.1971 | 0.0012404
|  | 391.4141 | 0
|  | 391.6311 | 0.002458
|  | 391.8481 | 0
|  | 392.0652 | 0.0022725
|  | 392.2822 | 0
|  | 392.4993 | 0.0021503
|  | 392.7164 | 0
|  | 392.9335 | 0.0010963
|  | 393.1506 | 0
|  | 393.3678 | 0.00179
|  | 393.5849 | 0
|  | 393.8021 | 0.0015863
|  | 394.0193 | 0
|  | 394.2364 | 0.0025623
|  | 394.4536 | 0
|  | 394.6708 | 0.002443
|  | 394.8881 | 0
|  | 395.1053 | 0.0012216
|  | 395.3226 | 0.00052283
|  | 395.5399 | 0.0021831
|  | 395.7571 | 0
|  | 395.9745 | 0.0021779
|  | 396.1918 | 0
|  | 396.4091 | 0.0019236
|  | 396.6265 | 0
|  | 396.8438 | 0.0019352
|  | 397.0612 | 0
|  | 397.2786 | 0.001091
|  | 397.496 | 0
|  | 397.7134 | 0.0015377
|  | 397.9308 | 0
|  | 398.1483 | 0.0032281
|  | 398.3657 | 0
|  | 398.5832 | 0.002702
|  | 398.8007 | 0
|  | 399.0182 | 0.0022475
|  | 399.2357 | 0
|  | 399.4532 | 0.0022934
|  | 399.6708 | 0
|  | 399.8883 | 0.0020847
|  | 400.1059 | 0
|  | 400.3235 | 0.0015865
|  | 400.5411 | 0
|  | 400.7587 | 0.002314
|  | 400.9763 | 0
|  | 401.194 | 0.0026003
|  | 401.4117 | 0
|  | 401.6293 | 0.0014123
|  | 401.847 | 0.00029904
|  | 402.0647 | 0.0016466
|  | 402.2824 | 0.00022756
|  | 402.5002 | 0.0015763
|  | 402.7179 | 0
|  | 402.9357 | 0.0016735
|  | 403.1534 | 0
|  | 403.3712 | 0.0024457
|  | 403.589 | 0.00018644
|  | 403.8068 | 0.0021087
|  | 404.0247 | 0
|  | 404.2425 | 0.0017861
|  | 404.4604 | 0
|  | 404.6782 | 0.0015321
|  | 404.8961 | 0
|  | 405.114 | 0.0014688
|  | 405.3319 | 0
|  | 405.5498 | 0.0015434
|  | 405.7678 | 0
|  | 405.9857 | 0.0021473
|  | 406.2037 | 0
|  | 406.4217 | 0.0019657
|  | 406.6397 | 0
|  | 406.8577 | 0.0015788
|  | 407.0757 | 0
|  | 407.2938 | 0.001872
|  | 407.5118 | 0.00027548
|  | 407.7299 | 0.001964
|  | 407.948 | 0
|  | 408.166 | 0.001826
|  | 408.3842 | 0
|  | 408.6023 | 0.002037
|  | 408.8204 | 0
|  | 409.0386 | 0.00016637
|  | 409.2567 | 0.0017272
|  | 409.4749 | 0
|  | 409.6931 | 0.0016456
|  | 409.9113 | 0
|  | 410.1295 | 0.0021187
|  | 410.3478 | 0
|  | 410.566 | 0.0018183
|  | 410.7843 | 0
|  | 411.0026 | 0.0017794
|  | 411.2209 | 0
|  | 411.4391 | 0.001086
|  | 411.6575 | 0
|  | 411.8758 | 0.0022785
|  | 412.0941 | 0
|  | 412.3125 | 0.0014729
|  | 412.5309 | 0.00023836
|  | 412.7493 | 0.0010188
|  | 412.9677 | 6.2449e-05
|  | 413.1861 | 0.0014256
|  | 413.4045 | 0
|  | 413.623 | 0.0010604
|  | 413.8414 | 0.00053922
|  | 414.0599 | 0.0016376
|  | 414.2784 | 0
|  | 414.4969 | 0.001218
|  | 414.7154 | 2.6613e-05
|  | 414.9339 | 0.0014263
|  | 415.1525 | 0.00019822
|  | 415.371 | 0.0011099
|  | 415.5896 | 0
|  | 415.8082 | 0.0017415
|  | 416.0268 | 0
|  | 416.2454 | 0.0017629
|  | 416.464 | 0
|  | 416.6827 | 0.0017872
|  | 416.9013 | 0
|  | 417.12 | 0.0012359
|  | 417.3387 | 0
|  | 417.5574 | 0.001599
|  | 417.7761 | 0
|  | 417.9948 | 0.0010139
|  | 418.2135 | 0
|  | 418.4323 | 0.0023572
|  | 418.6511 | 0
|  | 418.8698 | 0.00074963
|  | 419.0886 | 0
|  | 419.3074 | 0.0023112
|  | 419.5262 | 0
|  | 419.7451 | 0.0016084
|  | 419.9639 | 0
|  | 420.1828 | 0.0023514
|  | 420.4017 | 0
|  | 420.6206 | 0.0019546
|  | 420.8395 | 0
|  | 421.0584 | 0.0015282
|  | 421.2773 | 0
|  | 421.4963 | 0.0017926
|  | 421.7152 | 0
|  | 421.9342 | 0.0018735
|  | 422.1532 | 0
|  | 422.3722 | 0.001643
|  | 422.5912 | 0
|  | 422.8102 | 0.001418
|  | 423.0293 | 0.00030675
|  | 423.2484 | 0.0013444
|  | 423.4674 | 0
|  | 423.6865 | 0.0010499
|  | 423.9056 | 0
|  | 424.1247 | 0.0011486
|  | 424.3438 | 0
|  | 424.563 | 0.0020151
|  | 424.7821 | 0
|  | 425.0013 | 0.002015
|  | 425.2205 | 0
|  | 425.4397 | 0.0015419
|  | 425.6589 | 0
|  | 425.8781 | 0.0015671
|  | 426.0973 | 0
|  | 426.3166 | 0.00057822
|  | 426.5359 | 0
|  | 426.7551 | 0.0018284
|  | 426.9744 | 0
|  | 427.1937 | 0.0017333
|  | 427.413 | 0
|  | 427.6324 | 0.0013911
|  | 427.8517 | 0.00058839
|  | 428.0711 | 0.0014588
|  | 428.2904 | 0
|  | 428.5098 | 0.0016047
|  | 428.7292 | 0
|  | 428.9487 | 0.0018241
|  | 429.1681 | 0
|  | 429.3875 | 0.0014258
|  | 429.607 | 0
|  | 429.8264 | 0.0014461
|  | 430.0459 | 0
|  | 430.2654 | 0.0014373
|  | 430.485 | 0
|  | 430.7045 | 0.0013646
|  | 430.924 | 0
|  | 431.1436 | 0.0011258
|  | 431.3631 | 0
|  | 431.5827 | 0.0017155
|  | 431.8023 | 0
|  | 432.0219 | 0.0019765
|  | 432.2415 | 0
|  | 432.4612 | 0.0018705
|  | 432.6808 | 0
|  | 432.9005 | 0.0015908
|  | 433.1201 | 0
|  | 433.3398 | 0.0015776
|  | 433.5595 | 0
|  | 433.7793 | 0.00072197
|  | 433.999 | 0
|  | 434.2188 | 0.0010208
|  | 434.4385 | 0
|  | 434.6583 | 0.0012788
|  | 434.8781 | 0
|  | 435.0978 | 0.0013456
|  | 435.3177 | 0
|  | 435.5375 | 0.0016154
|  | 435.7573 | 9.2214e-05
|  | 435.9772 | 0.0010727
|  | 436.1971 | 0
|  | 436.4169 | 0.0016336
|  | 436.6368 | 3.2348e-05
|  | 436.8567 | 0.0013968
|  | 437.0767 | 0
|  | 437.2966 | 0.0013119
|  | 437.5165 | 6.0701e-05
|  | 437.7365 | 0.00084759
|  | 437.9565 | 0
|  | 438.1765 | 0.0012629
|  | 438.3965 | 0
|  | 438.6165 | 0.00204
|  | 438.8365 | 0.00010932
|  | 439.0565 | 0.0012262
|  | 439.2766 | 0
|  | 439.4967 | 0.0017251
|  | 439.7168 | 0
|  | 439.9369 | 0.001825
|  | 440.157 | 0
|  | 440.3771 | 0.0014802
|  | 440.5973 | 0
|  | 440.8174 | 0.0021977
|  | 441.0376 | 0
|  | 441.2578 | 0.0014421
|  | 441.4779 | 0.00050057
|  | 441.6982 | 0.0017085
|  | 441.9184 | 0
|  | 442.1386 | 0.0012433
|  | 442.3589 | 0.00037373
|  | 442.5791 | 0.0019968
|  | 442.7994 | 0.00028332
|  | 443.0197 | 0.0014839
|  | 443.24 | 0.00041904
|  | 443.4603 | 0.00069333
|  | 443.6806 | 0
|  | 443.901 | 0.001209
|  | 444.1213 | 0.00044925
|  | 444.3417 | 0.0017551
|  | 444.5621 | 0.00024166
|  | 444.7825 | 0.0014763
|  | 445.0029 | 0.00073937
|  | 445.2233 | 0.0017472
|  | 445.4438 | 0.00038893
|  | 445.6642 | 0.0013456
|  | 445.8847 | 0
|  | 446.1052 | 0.0015781
|  | 446.3257 | 0.00051867
|  | 446.5461 | 0.0016765
|  | 446.7667 | 0.00037163
|  | 446.9872 | 0.0025761
|  | 447.2077 | 0.00020575
|  | 447.4283 | 0.0021138
|  | 447.6489 | 0.00062054
|  | 447.8694 | 0.0019679
|  | 448.0901 | 0.00035842
|  | 448.3107 | 0.0021084
|  | 448.5313 | 0.00061378
|  | 448.752 | 0.0017227
|  | 448.9726 | 0.00074158
|  | 449.1933 | 0.002525
|  | 449.4139 | 0.00060023
|  | 449.6346 | 0.0027544
|  | 449.8553 | 0.00075223
|  | 450.076 | 0.0021381
|  | 450.2968 | 0.00063564
|  | 450.5175 | 0.0021744
|  | 450.7383 | 0.0009031
|  | 450.9591 | 0.0024581
|  | 451.1799 | 0.00068211
|  | 451.4007 | 0.0029103
|  | 451.6215 | 0.0012185
|  | 451.8423 | 0.0025214
|  | 452.0631 | 0.0010075
|  | 452.284 | 0.003402
|  | 452.5049 | 0.0014398
|  | 452.7258 | 0.002509
|  | 452.9467 | 0.0011912
|  | 453.1676 | 0.0030542
|  | 453.3885 | 0.0017199
|  | 453.6094 | 0.0026346
|  | 453.8304 | 0.0015421
|  | 454.0513 | 0.0037846
|  | 454.2723 | 0.0018319
|  | 454.4933 | 0.0038856
|  | 454.7143 | 0.0015616
|  | 454.9353 | 0.0042536
|  | 455.1563 | 0.0027975
|  | 455.3774 | 0.0036426
|  | 455.5984 | 0.0021236
|  | 455.8195 | 0.0038531
|  | 456.0406 | 0.0026266
|  | 456.2617 | 0.0041196
|  | 456.4828 | 0.0028726
|  | 456.7039 | 0.004305
|  | 456.925 | 0.0029586
|  | 457.1462 | 0.0041217
|  | 457.3674 | 0.0030252
|  | 457.5886 | 0.0048415
|  | 457.8098 | 0.0031166
|  | 458.0309 | 0.0045381
|  | 458.2522 | 0.0033365
|  | 458.4734 | 0.0049836
|  | 458.6946 | 0.0031559
|  | 458.9159 | 0.0050607
|  | 459.1371 | 0.0044528
|  | 459.3584 | 0.0053241
|  | 459.5797 | 0.0044856
|  | 459.8011 | 0.0060862
|  | 460.0224 | 0.0049906
|  | 460.2437 | 0.0063493
|  | 460.4651 | 0.0046139
|  | 460.6864 | 0.0062219
|  | 460.9078 | 0.0057013
|  | 461.1292 | 0.0065598
|  | 461.3506 | 0.0057543
|  | 461.572 | 0.0070339
|  | 461.7934 | 0.0064509
|  | 462.0149 | 0.0075339
|  | 462.2363 | 0.0066913
|  | 462.4578 | 0.0079431
|  | 462.6793 | 0.0065716
|  | 462.9008 | 0.0082131
|  | 463.1223 | 0.0070169
|  | 463.3438 | 0.0089829
|  | 463.5653 | 0.0076936
|  | 463.7869 | 0.0092151
|  | 464.0085 | 0.0087739
|  | 464.23 | 0.009679
|  | 464.4516 | 0.0088315
|  | 464.6732 | 0.010098
|  | 464.8948 | 0.0089825
|  | 465.1165 | 0.010311
|  | 465.3381 | 0.010769
|  | 465.5598 | 0.010929
|  | 465.7814 | 0.011981
|  | 466.0031 | 0.011222
|  | 466.2248 | 0.012796
|  | 466.4465 | 0.012151
|  | 466.6682 | 0.013653
|  | 466.89 | 0.012508
|  | 467.1117 | 0.013944
|  | 467.3335 | 0.013157
|  | 467.5552 | 0.014958
|  | 467.777 | 0.014632
|  | 467.9988 | 0.015618
|  | 468.2206 | 0.014898
|  | 468.4425 | 0.016222
|  | 468.6643 | 0.015729
|  | 468.8862 | 0.017432
|  | 469.108 | 0.016817
|  | 469.3299 | 0.018516
|  | 469.5518 | 0.018372
|  | 469.7737 | 0.019807
|  | 469.9956 | 0.019301
|  | 470.2176 | 0.020851
|  | 470.4395 | 0.020627
|  | 470.6615 | 0.021995
|  | 470.8834 | 0.021698
|  | 471.1054 | 0.024203
|  | 471.3274 | 0.023418
|  | 471.5494 | 0.025079
|  | 471.7715 | 0.024193
|  | 471.9935 | 0.026319
|  | 472.2155 | 0.025867
|  | 472.4376 | 0.027504
|  | 472.6597 | 0.027147
|  | 472.8818 | 0.029273
|  | 473.1039 | 0.029159
|  | 473.326 | 0.030674
|  | 473.5481 | 0.030505
|  | 473.7703 | 0.032063
|  | 473.9924 | 0.031617
|  | 474.2146 | 0.033631
|  | 474.4368 | 0.033097
|  | 474.659 | 0.035106
|  | 474.8812 | 0.035512
|  | 475.1034 | 0.037325
|  | 475.3256 | 0.037595
|  | 475.5479 | 0.039361
|  | 475.7701 | 0.039609
|  | 475.9924 | 0.042271
|  | 476.2147 | 0.042259
|  | 476.437 | 0.044024
|  | 476.6593 | 0.043845
|  | 476.8816 | 0.045716
|  | 477.104 | 0.046084
|  | 477.3263 | 0.048519
|  | 477.5487 | 0.048701
|  | 477.7711 | 0.050967
|  | 477.9934 | 0.05121
|  | 478.2159 | 0.054164
|  | 478.4383 | 0.055332
|  | 478.6607 | 0.058205
|  | 478.8831 | 0.05795
|  | 479.1056 | 0.060532
|  | 479.3281 | 0.059887
|  | 479.5505 | 0.06209
|  | 479.773 | 0.062449
|  | 479.9955 | 0.064464
|  | 480.2181 | 0.065128
|  | 480.4406 | 0.068815
|  | 480.6631 | 0.069604
|  | 480.8857 | 0.0727
|  | 481.1083 | 0.073513
|  | 481.3309 | 0.075564
|  | 481.5535 | 0.076402
|  | 481.7761 | 0.079161
|  | 481.9987 | 0.079358
|  | 482.2213 | 0.081993
|  | 482.444 | 0.08263
|  | 482.6667 | 0.085726
|  | 482.8893 | 0.08667
|  | 483.112 | 0.088815
|  | 483.3347 | 0.090082
|  | 483.5575 | 0.09303
|  | 483.7802 | 0.09415
|  | 484.0029 | 0.097596
|  | 484.2257 | 0.098046
|  | 484.4485 | 0.10131
|  | 484.6712 | 0.1029
|  | 484.894 | 0.10543
|  | 485.1168 | 0.10745
|  | 485.3397 | 0.11063
|  | 485.5625 | 0.11214
|  | 485.7853 | 0.11544
|  | 486.0082 | 0.11753
|  | 486.231 | 0.12124
|  | 486.4539 | 0.12265
|  | 486.6768 | 0.12657
|  | 486.8997 | 0.12774
|  | 487.1227 | 0.13155
|  | 487.3456 | 0.13454
|  | 487.5686 | 0.13816
|  | 487.7915 | 0.14023
|  | 488.0145 | 0.14441
|  | 488.2375 | 0.14688
|  | 488.4605 | 0.15149
|  | 488.6835 | 0.1536
|  | 488.9065 | 0.15858
|  | 489.1296 | 0.16174
|  | 489.3526 | 0.16674
|  | 489.5757 | 0.16884
|  | 489.7988 | 0.17431
|  | 490.0219 | 0.17735
|  | 490.245 | 0.18286
|  | 490.4681 | 0.18593
|  | 490.6912 | 0.19153
|  | 490.9144 | 0.19543
|  | 491.1375 | 0.20015
|  | 491.3607 | 0.20398
|  | 491.5839 | 0.21001
|  | 491.8071 | 0.21448
|  | 492.0303 | 0.22001
|  | 492.2535 | 0.22338
|  | 492.4767 | 0.22894
|  | 492.7 | 0.23484
|  | 492.9232 | 0.24282
|  | 493.1465 | 0.24756
|  | 493.3698 | 0.25199
|  | 493.5931 | 0.25635
|  | 493.8164 | 0.26239
|  | 494.0397 | 0.26877
|  | 494.263 | 0.2814
|  | 494.4864 | 0.28802
|  | 494.7097 | 0.29397
|  | 494.9331 | 0.29634
|  | 495.1565 | 0.30265
|  | 495.3799 | 0.30844
|  | 495.6033 | 0.31617
|  | 495.8268 | 0.32405
|  | 496.0502 | 0.33303
|  | 496.2737 | 0.34233
|  | 496.4971 | 0.35057
|  | 496.7206 | 0.35268
|  | 496.9441 | 0.35983
|  | 497.1676 | 0.36612
|  | 497.3911 | 0.36956
|  | 497.6146 | 0.36991
|  | 497.8382 | 0.37643
|  | 498.0617 | 0.38497
|  | 498.2853 | 0.39452
|  | 498.5089 | 0.39917
|  | 498.7325 | 0.40882
|  | 498.9561 | 0.41911
|  | 499.1797 | 0.42966
|  | 499.4033 | 0.43973
|  | 499.627 | 0.4435
|  | 499.8506 | 0.45141
|  | 500.0743 | 0.46341
|  | 500.2979 | 0.46939
|  | 500.5216 | 0.47845
|  | 500.7454 | 0.48303
|  | 500.9691 | 0.49335
|  | 501.1928 | 0.50154
|  | 501.4165 | 0.51195
|  | 501.6403 | 0.52383
|  | 501.8641 | 0.5355
|  | 502.0879 | 0.54079
|  | 502.3116 | 0.54633
|  | 502.5355 | 0.55045
|  | 502.7593 | 0.55626
|  | 502.9831 | 0.56386
|  | 503.207 | 0.57402
|  | 503.4308 | 0.58298
|  | 503.6547 | 0.59327
|  | 503.8786 | 0.59608
|  | 504.1025 | 0.60755
|  | 504.3264 | 0.61486
|  | 504.5503 | 0.62684
|  | 504.7742 | 0.63403
|  | 504.9982 | 0.63775
|  | 505.2221 | 0.64582
|  | 505.4461 | 0.65895
|  | 505.6701 | 0.66706
|  | 505.8941 | 0.67652
|  | 506.1181 | 0.68791
|  | 506.3421 | 0.69823
|  | 506.5662 | 0.70805
|  | 506.7902 | 0.71504
|  | 507.0143 | 0.71809
|  | 507.2384 | 0.72554
|  | 507.4625 | 0.73142
|  | 507.6866 | 0.74227
|  | 507.9107 | 0.75019
|  | 508.1348 | 0.76267
|  | 508.3589 | 0.77582
|  | 508.5831 | 0.7857
|  | 508.8073 | 0.79378
|  | 509.0314 | 0.8039
|  | 509.2556 | 0.80753
|  | 509.4798 | 0.81214
|  | 509.704 | 0.82014
|  | 509.9283 | 0.82302
|  | 510.1525 | 0.82609
|  | 510.3767 | 0.83539
|  | 510.601 | 0.84056
|  | 510.8253 | 0.84519
|  | 511.0496 | 0.85201
|  | 511.2739 | 0.85355
|  | 511.4982 | 0.85761
|  | 511.7225 | 0.86198
|  | 511.9468 | 0.86249
|  | 512.1712 | 0.86819
|  | 512.3956 | 0.86903
|  | 512.6199 | 0.87317
|  | 512.8444 | 0.87214
|  | 513.0687 | 0.8758
|  | 513.2932 | 0.88487
|  | 513.5176 | 0.89586
|  | 513.742 | 0.90151
|  | 513.9665 | 0.90737
|  | 514.1909 | 0.91586
|  | 514.4154 | 0.91589
|  | 514.6399 | 0.91688
|  | 514.8644 | 0.92253
|  | 515.0889 | 0.92064
|  | 515.3135 | 0.93176
|  | 515.538 | 0.93209
|  | 515.7626 | 0.93894
|  | 515.9871 | 0.93347
|  | 516.2117 | 0.93737
|  | 516.4363 | 0.94021
|  | 516.6609 | 0.94776
|  | 516.8855 | 0.9609
|  | 517.1101 | 0.967
|  | 517.3348 | 0.96757
|  | 517.5594 | 0.96907
|  | 517.7841 | 0.96853
|  | 518.0088 | 0.97181
|  | 518.2335 | 0.96505
|  | 518.4581 | 0.96652
|  | 518.6829 | 0.96152
|  | 518.9076 | 0.97249
|  | 519.1323 | 0.96831
|  | 519.3571 | 0.97569
|  | 519.5818 | 0.98513
|  | 519.8066 | 0.9901
|  | 520.0314 | 0.98489
|  | 520.2562 | 0.98396
|  | 520.4811 | 0.97616
|  | 520.7059 | 0.98426
|  | 520.9307 | 0.99221
|  | 521.1556 | 0.99001
|  | 521.3804 | 0.98483
|  | 521.6053 | 0.98674
|  | 521.8302 | 0.99156
|  | 522.0551 | 0.99904
|  | 522.28 | 0.9872
|  | 522.5049 | 0.97166
|  | 522.7299 | 0.96687
|  | 522.9548 | 0.96182
|  | 523.1798 | 0.95311
|  | 523.4048 | 0.94796
|  | 523.6298 | 0.93958
|  | 523.8548 | 0.93875
|  | 524.0798 | 0.93022
|  | 524.3048 | 0.92133
|  | 524.5298 | 0.91586
|  | 524.7549 | 0.91049
|  | 524.98 | 0.90435
|  | 525.2051 | 0.89718
|  | 525.4301 | 0.87761
|  | 525.6552 | 0.86761
|  | 525.8804 | 0.86139
|  | 526.1055 | 0.85889
|  | 526.3306 | 0.84751
|  | 526.5558 | 0.84438
|  | 526.7809 | 0.83844
|  | 527.0061 | 0.82552
|  | 527.2313 | 0.81364
|  | 527.4565 | 0.8036
|  | 527.6817 | 0.79541
|  | 527.9069 | 0.7855
|  | 528.1322 | 0.7833
|  | 528.3574 | 0.77379
|  | 528.5827 | 0.76032
|  | 528.808 | 0.75601
|  | 529.0333 | 0.7527
|  | 529.2585 | 0.74637
|  | 529.4839 | 0.73623
|  | 529.7092 | 0.7281
|  | 529.9345 | 0.71765
|  | 530.1599 | 0.70987
|  | 530.3853 | 0.70557
|  | 530.6106 | 0.70198
|  | 530.836 | 0.69721
|  | 531.0614 | 0.68252
|  | 531.2868 | 0.67721
|  | 531.5122 | 0.66787
|  | 531.7377 | 0.66067
|  | 531.9631 | 0.65052
|  | 532.1885 | 0.64076
|  | 532.414 | 0.62785
|  | 532.6395 | 0.62085
|  | 532.865 | 0.61109
|  | 533.0905 | 0.6053
|  | 533.316 | 0.59412
|  | 533.5416 | 0.58474
|  | 533.7672 | 0.57304
|  | 533.9927 | 0.56552
|  | 534.2183 | 0.55404
|  | 534.4438 | 0.54747
|  | 534.6694 | 0.5381
|  | 534.895 | 0.53018
|  | 535.1207 | 0.5231
|  | 535.3463 | 0.5167
|  | 535.5719 | 0.5122
|  | 535.7976 | 0.5064
|  | 536.0233 | 0.50196
|  | 536.2489 | 0.49742
|  | 536.4746 | 0.49133
|  | 536.7003 | 0.48401
|  | 536.926 | 0.4763
|  | 537.1518 | 0.4717
|  | 537.3775 | 0.46676
|  | 537.6033 | 0.46508
|  | 537.829 | 0.45878
|  | 538.0548 | 0.45376
|  | 538.2806 | 0.44886
|  | 538.5064 | 0.44377
|  | 538.7322 | 0.4388
|  | 538.9581 | 0.43362
|  | 539.1839 | 0.43216
|  | 539.4097 | 0.4266
|  | 539.6356 | 0.41886
|  | 539.8615 | 0.41452
|  | 540.0873 | 0.40884
|  | 540.3133 | 0.40513
|  | 540.5392 | 0.39909
|  | 540.7651 | 0.39347
|  | 540.991 | 0.38753
|  | 541.217 | 0.3845
|  | 541.4429 | 0.37919
|  | 541.6689 | 0.37534
|  | 541.8949 | 0.37063
|  | 542.1209 | 0.36578
|  | 542.3469 | 0.35807
|  | 542.5729 | 0.35421
|  | 542.799 | 0.34849
|  | 543.025 | 0.3444
|  | 543.2511 | 0.33765
|  | 543.4772 | 0.33349
|  | 543.7032 | 0.32671
|  | 543.9293 | 0.3231
|  | 544.1555 | 0.31877
|  | 544.3815 | 0.31528
|  | 544.6077 | 0.31112
|  | 544.8339 | 0.30888
|  | 545.06 | 0.3052
|  | 545.2861 | 0.30113
|  | 545.5123 | 0.29702
|  | 545.7385 | 0.29453
|  | 545.9647 | 0.2886
|  | 546.191 | 0.2846
|  | 546.4172 | 0.28126
|  | 546.6434 | 0.27838
|  | 546.8697 | 0.27502
|  | 547.0959 | 0.27182
|  | 547.3222 | 0.26688
|  | 547.5485 | 0.26189
|  | 547.7748 | 0.25825
|  | 548.0011 | 0.25437
|  | 548.2274 | 0.25052
|  | 548.4538 | 0.24634
|  | 548.6801 | 0.24301
|  | 548.9065 | 0.23944
|  | 549.1329 | 0.23509
|  | 549.3593 | 0.23144
|  | 549.5856 | 0.2289
|  | 549.8121 | 0.22688
|  | 550.0385 | 0.22369
|  | 550.2649 | 0.22172
|  | 550.4913 | 0.21856
|  | 550.7178 | 0.21637
|  | 550.9443 | 0.21297
|  | 551.1708 | 0.2105
|  | 551.3973 | 0.20718
|  | 551.6238 | 0.204
|  | 551.8503 | 0.20031
|  | 552.0768 | 0.19788
|  | 552.3033 | 0.19393
|  | 552.5299 | 0.19143
|  | 552.7565 | 0.18834
|  | 552.983 | 0.18626
|  | 553.2097 | 0.18325
|  | 553.4363 | 0.18053
|  | 553.6628 | 0.17701
|  | 553.8895 | 0.17475
|  | 554.1161 | 0.17202
|  | 554.3428 | 0.17089
|  | 554.5695 | 0.16731
|  | 554.7961 | 0.16545
|  | 555.0228 | 0.16246
|  | 555.2495 | 0.16115
|  | 555.4762 | 0.15867
|  | 555.7029 | 0.15666
|  | 555.9297 | 0.15409
|  | 556.1564 | 0.1524
|  | 556.3832 | 0.14968
|  | 556.6099 | 0.14698
|  | 556.8367 | 0.14464
|  | 557.0635 | 0.14228
|  | 557.2903 | 0.13986
|  | 557.5172 | 0.13806
|  | 557.744 | 0.1352
|  | 557.9708 | 0.13391
|  | 558.1977 | 0.1315
|  | 558.4246 | 0.12939
|  | 558.6514 | 0.12648
|  | 558.8783 | 0.12472
|  | 559.1052 | 0.12225
|  | 559.3321 | 0.12096
|  | 559.559 | 0.11803
|  | 559.7859 | 0.11711
|  | 560.0129 | 0.11467
|  | 560.2399 | 0.11309
|  | 560.4669 | 0.11105
|  | 560.6938 | 0.1092
|  | 560.9208 | 0.10728
|  | 561.1478 | 0.10563
|  | 561.3749 | 0.10314
|  | 561.6019 | 0.10227
|  | 561.8289 | 0.10028
|  | 562.056 | 0.10004
|  | 562.2831 | 0.098214
|  | 562.5101 | 0.097055
|  | 562.7372 | 0.095088
|  | 562.9644 | 0.094188
|  | 563.1915 | 0.092341
|  | 563.4186 | 0.091671
|  | 563.6458 | 0.089791
|  | 563.8729 | 0.089194
|  | 564.1 | 0.08758
|  | 564.3272 | 0.086543
|  | 564.5544 | 0.085036
|  | 564.7816 | 0.083677
|  | 565.0088 | 0.081976
|  | 565.236 | 0.08138
|  | 565.4633 | 0.079586
|  | 565.6905 | 0.07899
|  | 565.9178 | 0.077247
|  | 566.145 | 0.076834
|  | 566.3723 | 0.074813
|  | 566.5996 | 0.07406
|  | 566.8269 | 0.072214
|  | 567.0543 | 0.071967
|  | 567.2816 | 0.070444
|  | 567.5089 | 0.06993
|  | 567.7363 | 0.068255
|  | 567.9636 | 0.068332
|  | 568.191 | 0.066362
|  | 568.4184 | 0.065681
|  | 568.6458 | 0.064164
|  | 568.8732 | 0.063428
|  | 569.1006 | 0.061411
|  | 569.3281 | 0.06099
|  | 569.5555 | 0.059726
|  | 569.783 | 0.059318
|  | 570.0104 | 0.05813
|  | 570.2379 | 0.057379
|  | 570.4654 | 0.055622
|  | 570.6929 | 0.055121
|  | 570.9205 | 0.053519
|  | 571.1479 | 0.052972
|  | 571.3755 | 0.051846
|  | 571.6031 | 0.051306
|  | 571.8306 | 0.050228
|  | 572.0582 | 0.050506
|  | 572.2858 | 0.048442
|  | 572.5134 | 0.048328
|  | 572.741 | 0.04674
|  | 572.9686 | 0.046659
|  | 573.1963 | 0.045705
|  | 573.4239 | 0.045282
|  | 573.6516 | 0.044228
|  | 573.8793 | 0.044018
|  | 574.1069 | 0.042914
|  | 574.3346 | 0.042836
|  | 574.5623 | 0.0413
|  | 574.79 | 0.041095
|  | 575.0178 | 0.040189
|  | 575.2455 | 0.039927
|  | 575.4733 | 0.038835
|  | 575.701 | 0.038952
|  | 575.9288 | 0.037952
|  | 576.1566 | 0.037629
|  | 576.3844 | 0.036707
|  | 576.6122 | 0.036709
|  | 576.84 | 0.035258
|  | 577.0679 | 0.03548
|  | 577.2957 | 0.034208
|  | 577.5236 | 0.034426
|  | 577.7515 | 0.033265
|  | 577.9793 | 0.033177
|  | 578.2072 | 0.032126
|  | 578.4351 | 0.032004
|  | 578.663 | 0.031108
|  | 578.8909 | 0.031118
|  | 579.1189 | 0.029941
|  | 579.3469 | 0.030285
|  | 579.5748 | 0.029109
|  | 579.8028 | 0.028959
|  | 580.0308 | 0.027822
|  | 580.2588 | 0.028384
|  | 580.4868 | 0.027454
|  | 580.7148 | 0.026098
|  | 580.9428 | 0.026709
|  | 581.1709 | 0.025351
|  | 581.3989 | 0.025672
|  | 581.627 | 0.024955
|  | 581.8551 | 0.024997
|  | 582.0832 | 0.024193
|  | 582.3113 | 0.02435
|  | 582.5394 | 0.023023
|  | 582.7675 | 0.023634
|  | 582.9957 | 0.022498
|  | 583.2238 | 0.022887
|  | 583.452 | 0.022037
|  | 583.6801 | 0.022492
|  | 583.9083 | 0.021521
|  | 584.1365 | 0.021993
|  | 584.3647 | 0.02052
|  | 584.593 | 0.021518
|  | 584.8212 | 0.02014
|  | 585.0494 | 0.020848
|  | 585.2776 | 0.019626
|  | 585.5059 | 0.0203
|  | 585.7342 | 0.018874
|  | 585.9625 | 0.01944
|  | 586.1908 | 0.018126
|  | 586.4191 | 0.018845
|  | 586.6474 | 0.017574
|  | 586.8757 | 0.018139
|  | 587.1041 | 0.017088
|  | 587.3325 | 0.017816
|  | 587.5609 | 0.016836
|  | 587.7892 | 0.017124
|  | 588.0176 | 0.01635
|  | 588.246 | 0.016511
|  | 588.4744 | 0.015558
|  | 588.7028 | 0.015911
|  | 588.9313 | 0.015402
|  | 589.1597 | 0.015929
|  | 589.3882 | 0.014442
|  | 589.6166 | 0.015143
|  | 589.8452 | 0.014204
|  | 590.0737 | 0.014837
|  | 590.3021 | 0.013968
|  | 590.5306 | 0.014076
|  | 590.7592 | 0.013553
|  | 590.9877 | 0.013948
|  | 591.2163 | 0.013198
|  | 591.4449 | 0.013848
|  | 591.6735 | 0.012581
|  | 591.902 | 0.0131
|  | 592.1306 | 0.012354
|  | 592.3593 | 0.01287
|  | 592.5878 | 0.011876
|  | 592.8165 | 0.012363
|  | 593.0451 | 0.011666
|  | 593.2738 | 0.01203
|  | 593.5024 | 0.011108
|  | 593.7311 | 0.01153
|  | 593.9598 | 0.011109
|  | 594.1885 | 0.011509
|  | 594.4172 | 0.010594
|  | 594.6459 | 0.011139
|  | 594.8747 | 0.010355
|  | 595.1035 | 0.010739
|  | 595.3322 | 0.009957
|  | 595.561 | 0.010339
|  | 595.7897 | 0.0097053
|  | 596.0186 | 0.010169
|  | 596.2474 | 0.009262
|  | 596.4762 | 0.0099458
|  | 596.705 | 0.0091404
|  | 596.9338 | 0.0095796
|  | 597.1627 | 0.008763
|  | 597.3915 | 0.0093394
|  | 597.6204 | 0.0084992
|  | 597.8493 | 0.0091678
|  | 598.0782 | 0.0082735
|  | 598.3071 | 0.008963
|  | 598.536 | 0.0081557
|  | 598.765 | 0.0085426
|  | 598.9939 | 0.0080201
|  | 599.2228 | 0.008307
|  | 599.4518 | 0.0079042
|  | 599.6808 | 0.0081145
|  | 599.9098 | 0.007277
|  | 600.1388 | 0.00764
|  | 600.3678 | 0.0072552
|  | 600.5968 | 0.0075951
|  | 600.8259 | 0.0069453
|  | 601.0549 | 0.0076456
|  | 601.2839 | 0.006985
|  | 601.513 | 0.0073871
|  | 601.7421 | 0.0068339
|  | 601.9712 | 0.0070208
|  | 602.2003 | 0.0064697
|  | 602.4294 | 0.0068388
|  | 602.6585 | 0.006127
|  | 602.8876 | 0.006601
|  | 603.1168 | 0.0061154
|  | 603.3459 | 0.0065917
|  | 603.5751 | 0.0059528
|  | 603.8043 | 0.0063071
|  | 604.0335 | 0.0058868
|  | 604.2627 | 0.0063428
|  | 604.4919 | 0.0057103
|  | 604.7211 | 0.0060056
|  | 604.9504 | 0.0054527
|  | 605.1796 | 0.0058851
|  | 605.4089 | 0.0053601
|  | 605.6382 | 0.0059112
|  | 605.8674 | 0.0051554
|  | 606.0967 | 0.0055403
|  | 606.326 | 0.0050681
|  | 606.5554 | 0.0054734
|  | 606.7847 | 0.0049512
|  | 607.014 | 0.0052479
|  | 607.2433 | 0.0048017
|  | 607.4727 | 0.0050999
|  | 607.7021 | 0.0044606
|  | 607.9315 | 0.0050726
|  | 608.1609 | 0.0044272
|  | 608.3903 | 0.0052188
|  | 608.6197 | 0.0045415
|  | 608.8491 | 0.004841
|  | 609.0786 | 0.0045239
|  | 609.308 | 0.0047016
|  | 609.5375 | 0.0043136
|  | 609.767 | 0.0047238
|  | 609.9965 | 0.0040414
|  | 610.226 | 0.0045046
|  | 610.4554 | 0.0039068
|  | 610.685 | 0.0043496
|  | 610.9145 | 0.0037885
|  | 611.144 | 0.0042739
|  | 611.3736 | 0.0037412
|  | 611.6031 | 0.0042122
|  | 611.8327 | 0.0035734
|  | 612.0623 | 0.0039126
|  | 612.2919 | 0.0036954
|  | 612.5215 | 0.0038184
|  | 612.7512 | 0.0035139
|  | 612.9808 | 0.0038798
|  | 613.2104 | 0.0033299
|  | 613.4401 | 0.0038511
|  | 613.6697 | 0.0032365
|  | 613.8994 | 0.0037234
|  | 614.1291 | 0.0031731
|  | 614.3588 | 0.0037627
|  | 614.5885 | 0.0031438
|  | 614.8182 | 0.0034487
|  | 615.048 | 0.0030298
|  | 615.2777 | 0.0034244
|  | 615.5074 | 0.0029663
|  | 615.7372 | 0.003196
|  | 615.967 | 0.0027754
|  | 616.1968 | 0.0032433
|  | 616.4266 | 0.0027236
|  | 616.6564 | 0.0033471
|  | 616.8862 | 0.0027876
|  | 617.116 | 0.0031794
|  | 617.3459 | 0.0027507
|  | 617.5757 | 0.0031818
|  | 617.8056 | 0.0026854
|  | 618.0355 | 0.0030483
|  | 618.2654 | 0.0024389
|  | 618.4952 | 0.003017
|  | 618.7252 | 0.0023747
|  | 618.9551 | 0.0029591
|  | 619.185 | 0.0022448
|  | 619.415 | 0.0029642
|  | 619.6449 | 0.0021312
|  | 619.8749 | 0.0029481
|  | 620.1049 | 0.0023471
|  | 620.3348 | 0.0028812
|  | 620.5648 | 0.002281
|  | 620.7949 | 0.0027146
|  | 621.0249 | 0.0021576
|  | 621.2549 | 0.0027144
|  | 621.4849 | 0.0019631
|  | 621.715 | 0.0026116
|  | 621.9451 | 0.0019589
|  | 622.1752 | 0.0026222
|  | 622.4052 | 0.0019748
|  | 622.6353 | 0.0027643
|  | 622.8654 | 0.0020718
|  | 623.0956 | 0.00242
|  | 623.3257 | 0.002127
|  | 623.5558 | 0.002288
|  | 623.786 | 0.0017006
|  | 624.0162 | 0.0024252
|  | 624.2463 | 0.0017472
|  | 624.4765 | 0.0023725
|  | 624.7067 | 0.0018009
|  | 624.9369 | 0.0022735
|  | 625.1671 | 0.0017827
|  | 625.3973 | 0.002404
|  | 625.6276 | 0.0016788
|  | 625.8578 | 0.0022001
|  | 626.0881 | 0.0014792
|  | 626.3184 | 0.0023213
|  | 626.5487 | 0.0014444
|  | 626.779 | 0.0021596
|  | 627.0093 | 0.0016029
|  | 627.2396 | 0.0022437
|  | 627.47 | 0.0013844
|  | 627.7003 | 0.0020611
|  | 627.9307 | 0.0012913
|  | 628.161 | 0.0020995
|  | 628.3914 | 0.0012412
|  | 628.6218 | 0.0021967
|  | 628.8522 | 0.0012545
|  | 629.0826 | 0.0020234
|  | 629.313 | 0.0012251
|  | 629.5434 | 0.0022041
|  | 629.7739 | 0.0012462
|  | 630.0043 | 0.0021043
|  | 630.2347 | 0.0012327
|  | 630.4652 | 0.0019677
|  | 630.6957 | 0.0010812
|  | 630.9262 | 0.0018003
|  | 631.1567 | 0.0012262
|  | 631.3872 | 0.0018254
|  | 631.6177 | 0.0011799
|  | 631.8483 | 0.0019263
|  | 632.0789 | 0.0012843
|  | 632.3094 | 0.0018004
|  | 632.54 | 0.00097243
|  | 632.7706 | 0.0016933
|  | 633.0012 | 0.0011817
|  | 633.2318 | 0.001602
|  | 633.4623 | 0.0011586
|  | 633.693 | 0.0019603
|  | 633.9236 | 0.0011211
|  | 634.1543 | 0.0016947
|  | 634.3849 | 0.00084223
|  | 634.6156 | 0.0015957
|  | 634.8463 | 0.00077536
|  | 635.077 | 0.0017207
|  | 635.3077 | 0.00095265
|  | 635.5384 | 0.001692
|  | 635.7691 | 0.00099282
|  | 635.9999 | 0.0014232
|  | 636.2306 | 0.0010866
|  | 636.4614 | 0.0014519
|  | 636.6921 | 0.00078948
|  | 636.9229 | 0.0016556
|  | 637.1537 | 0.00084349
|  | 637.3845 | 0.0016258
|  | 637.6153 | 0.00094584
|  | 637.8461 | 0.0014657
|  | 638.077 | 0.0010338
|  | 638.3078 | 0.0013914
|  | 638.5386 | 0.00086469
|  | 638.7695 | 0.0016182
|  | 639.0004 | 0.00062023
|  | 639.2313 | 0.00090271
|  | 639.4622 | 0.0014688
|  | 639.6931 | 0.00088209
|  | 639.924 | 0.0016034
|  | 640.1549 | 0.00079985
|  | 640.3859 | 0.0016792
|  | 640.6168 | 0.00061438
|  | 640.8478 | 0.0014805
|  | 641.0787 | 0.00081978
|  | 641.3098 | 0.0012828
|  | 641.5407 | 0.00081474
|  | 641.7717 | 0.0015029
|  | 642.0027 | 0.00067432
|  | 642.2338 | 0.0013536
|  | 642.4648 | 0.00050118
|  | 642.6959 | 0.0015341
|  | 642.9269 | 0.00063392
|  | 643.158 | 0.0010905
|  | 643.3891 | 0.00053635
|  | 643.6202 | 0.0010671
|  | 643.8513 | 0.00059585
|  | 644.0824 | 0.0014392
|  | 644.3135 | 0.00070132
|  | 644.5447 | 0.0011729
|  | 644.7758 | 0.00044308
|  | 645.007 | 0.0010789
|  | 645.2381 | 0.00028184
|  | 645.4693 | 0.0011648
|  | 645.7005 | 0.00044867
|  | 645.9317 | 0.0010761
|  | 646.1629 | 0.00044768
|  | 646.3941 | 0.0010614
|  | 646.6254 | 0.00057054
|  | 646.8566 | 0.0011669
|  | 647.0878 | 0.00068052
|  | 647.3191 | 0.0011592
|  | 647.5504 | 0.00045555
|  | 647.7817 | 0.0013399
|  | 648.013 | 0.00072046
|  | 648.2443 | 0.0012788
|  | 648.4756 | 0.00040981
|  | 648.7069 | 0.0011869
|  | 648.9383 | 0.00019201
|  | 649.1696 | 0.00088271
|  | 649.401 | 0.0004413
|  | 649.6323 | 0.00097636
|  | 649.8637 | 0.00052982
|  | 650.0952 | 0.0012942
|  | 650.3265 | 0.0005252
|  | 650.5579 | 0.0010744
|  | 650.7894 | 0.0006525
|  | 651.0208 | 0.0011839
|  | 651.2523 | 0.00044272
|  | 651.4837 | 0.00075131
|  | 651.7151 | 0.00039816
|  | 651.9467 | 0.0011329
|  | 652.1782 | 0.00023215
|  | 652.4097 | 0.00092375
|  | 652.6412 | 0.00045394
|  | 652.8727 | 0.0010329
|  | 653.1042 | 0.00041834
|  | 653.3358 | 0.001307
|  | 653.5673 | 0.00025775
|  | 653.7989 | 0.00096248
|  | 654.0305 | 4.9022e-05
|  | 654.262 | 0.00083625
|  | 654.4936 | 1.6101e-05
|  | 654.7252 | 0.00085189
|  | 654.9568 | 0.00028376
|  | 655.1885 | 0.0011113
|  | 655.4201 | 3.0784e-05
|  | 655.6517 | 0.0011341
|  | 655.8834 | 1.3923e-05
|  | 656.1151 | 0.00089297
|  | 656.3467 | 0.00027491
|  | 656.5784 | 0.00088548
|  | 656.8102 | 0.00011145
|  | 657.0419 | 0.00090795
|  | 657.2736 | 0.00024723
|  | 657.5053 | 0.00087178
|  | 657.7371 | 0.00017336
|  | 657.9688 | 0.00072703
|  | 658.2006 | 0.00014393
|  | 658.4324 | 0.00081972
|  | 658.6641 | 8.4289e-05
|  | 658.8959 | 0.00065629
|  | 659.1277 | 2.3697e-05
|  | 659.3596 | 0.00084772
|  | 659.5914 | 0
|  | 659.8232 | 0.00085997
|  | 660.0551 | 0.00016698
|  | 660.2869 | 0.00065626
|  | 660.5188 | 0.00019607
|  | 660.7507 | 0.00062887
|  | 660.9826 | 0.00020577
|  | 661.2145 | 0.00075163
|  | 661.4464 | 0.0001433
|  | 661.6783 | 0.00078241
|  | 661.9103 | 0
|  | 662.1422 | 0.00074478
|  | 662.3741 | 0.00021458
|  | 662.6061 | 0.00090776
|  | 662.8381 | 7.1113e-05
|  | 663.0701 | 0.00052988
|  | 663.3021 | 1.8275e-06
|  | 663.5341 | 0.00071427
|  | 663.7661 | 8.653e-05
|  | 663.9982 | 0.00061258
|  | 664.2302 | 4.6475e-05
|  | 664.4622 | 0.00083069
|  | 664.6943 | 0.00037905
|  | 664.9264 | 0.0007263
|  | 665.1584 | 0.00032148
|  | 665.3906 | 0.00082702
|  | 665.6226 | 4.0875e-05
|  | 665.8547 | 0.00061163
|  | 666.0869 | 0.00010997
|  | 666.319 | 0.00061356
|  | 666.5511 | 5.8834e-05
|  | 666.7833 | 0.00081199
|  | 667.0155 | 0
|  | 667.2477 | 0.00051935
|  | 667.4799 | 0.00011711
|  | 667.712 | 0.0007052
|  | 667.9442 | 0
|  | 668.1765 | 0.00069447
|  | 668.4087 | 0
|  | 668.6409 | 0.00060242
|  | 668.8732 | 0
|  | 669.1054 | 0.0005881
|  | 669.3377 | 3.5379e-06
|  | 669.57 | 0.00083957
|  | 669.8022 | 0.0001343
|  | 670.0345 | 0.00053277
|  | 670.2669 | 4.2192e-05
|  | 670.4992 | 0.00069843
|  | 670.7316 | 6.5482e-05
|  | 670.9639 | 0.00066019
|  | 671.1962 | 6.6729e-05
|  | 671.4286 | 0.00075888
|  | 671.6609 | 6.0241e-05
|  | 671.8934 | 0.0004231
|  | 672.1257 | 0.00024544
|  | 672.3582 | 0.00066857
|  | 672.5906 | 0
|  | 672.823 | 0.00054431
|  | 673.0554 | 1.9933e-06
|  | 673.2879 | 0.00047342
|  | 673.5203 | 0
|  | 673.7528 | 0.00060645
|  | 673.9853 | 0.00019604
|  | 674.2178 | 0.00066382
|  | 674.4503 | 0
|  | 674.6828 | 0.00060318
|  | 674.9153 | 5.9518e-05
|  | 675.1478 | 0.00050018
|  | 675.3804 | 0
|  | 675.6129 | 0.00039645
|  | 675.8455 | 0
|  | 676.0781 | 0.0003522
|  | 676.3106 | 4.8363e-05
|  | 676.5432 | 0.00053868
|  | 676.7758 | 0
|  | 677.0084 | 0.00044652
|  | 677.2411 | 0
|  | 677.4737 | 0.00053348
|  | 677.7064 | 0
|  | 677.939 | 0.00050527
|  | 678.1716 | 0
|  | 678.4043 | 0.00060953
|  | 678.637 | 0
|  | 678.8697 | 0.00083289
|  | 679.1024 | 5.7346e-06
|  | 679.3351 | 0.00048695
|  | 679.5679 | 0
|  | 679.8006 | 0.00056253
|  | 680.0333 | 0
|  | 680.2661 | 0.00057641
|  | 680.4988 | 0
|  | 680.7316 | 0.00060847
|  | 680.9644 | 0
|  | 681.1972 | 0.00053885
|  | 681.4301 | 0
|  | 681.6628 | 0.00043311
|  | 681.8957 | 0
|  | 682.1285 | 0.00031054
|  | 682.3614 | 5.4693e-05
|  | 682.5942 | 0.0005962
|  | 682.8271 | 0
|  | 683.06 | 0.00027158
|  | 683.2928 | 0
|  | 683.5258 | 0.00048214
|  | 683.7587 | 0
|  | 683.9916 | 0.00041648
|  | 684.2245 | 0
|  | 684.4575 | 0.0004117
|  | 684.6904 | 3.9411e-05
|  | 684.9234 | 0.00053007
|  | 685.1564 | 0
|  | 685.3893 | 0.00052297
|  | 685.6223 | 0
|  | 685.8553 | 0.0005309
|  | 686.0883 | 0
|  | 686.3214 | 0.000422
|  | 686.5544 | 0
|  | 686.7874 | 0.00060661
|  | 687.0205 | 0
|  | 687.2535 | 0.00076649
|  | 687.4866 | 0
|  | 687.7197 | 0.00042145
|  | 687.9528 | 0
|  | 688.1859 | 0.00046684
|  | 688.419 | 0
|  | 688.6522 | 0.00062125
|  | 688.8853 | 0
|  | 689.1185 | 0.00031258
|  | 689.3516 | 0
|  | 689.5848 | 0.00055364
|  | 689.8179 | 0
|  | 690.0511 | 0.00050022
|  | 690.2843 | 0
|  | 690.5175 | 0.00052891
|  | 690.7507 | 0
|  | 690.9839 | 0.00037859
|  | 691.2172 | 0
|  | 691.4504 | 0.00030659
|  | 691.6837 | 0
|  | 691.917 | 0.00025502
|  | 692.1503 | 0
|  | 692.3835 | 0.00042813
|  | 692.6168 | 0
|  | 692.8502 | 0.0003574
|  | 693.0834 | 0
|  | 693.3168 | 0.00064718
|  | 693.5501 | 0
|  | 693.7835 | 0.00024769
|  | 694.0168 | 0
|  | 694.2502 | 0.00053118
|  | 694.4836 | 0
|  | 694.717 | 0.00018823
|  | 694.9504 | 0
|  | 695.1838 | 0.00051926
|  | 695.4172 | 0
|  | 695.6506 | 0.00019441
|  | 695.8841 | 0
|  | 696.1175 | 0.00035587
|  | 696.351 | 0
|  | 696.5845 | 0.00030559
|  | 696.8179 | 0
|  | 697.0514 | 0.00067363
|  | 697.2849 | 0
|  | 697.5184 | 0.00021429
|  | 697.752 | 0
|  | 697.9855 | 0.00033422
|  | 698.219 | 0
|  | 698.4526 | 0.00053304
|  | 698.6861 | 0.00047279
|  | 698.9197 | 0
|  | 699.1533 | 0.00037893
|  | 699.3868 | 0
|  | 699.6205 | 0.00044016
|  | 699.8541 | 0
|  | 700.0877 | 0.00033969
|  | 700.3213 | 0
|  | 700.5549 | 0.00038303
|  | 700.7886 | 0
|  | 701.0223 | 0.00061394
|  | 701.2559 | 0
|  | 701.4896 | 0.00036053
|  | 701.7233 | 0
|  | 701.957 | 0.00032867
|  | 702.1907 | 0
|  | 702.4244 | 0.00028498
|  | 702.6581 | 0
|  | 702.8919 | 0.00058349
|  | 703.1257 | 0
|  | 703.3594 | 0.0005043
|  | 703.5932 | 0
|  | 703.827 | 0.00050592
|  | 704.0607 | 0
|  | 704.2946 | 0.00023356
|  | 704.5284 | 0
|  | 704.7622 | 0.00029702
|  | 704.996 | 0
|  | 705.2299 | 0.00050892
|  | 705.4637 | 0
|  | 705.6976 | 0.00035445
|  | 705.9315 | 0
|  | 706.1653 | 0.00034697
|  | 706.3992 | 0
|  | 706.6331 | 0.00036633
|  | 706.867 | 0
|  | 707.101 | 0.00055336
|  | 707.3348 | 0
|  | 707.5688 | 0.00028271
|  | 707.8027 | 0
|  | 708.0367 | 0.00023405
|  | 708.2707 | 0
|  | 708.5046 | 0.00050005
|  | 708.7386 | 0
|  | 708.9727 | 0.00065176
|  | 709.2067 | 0
|  | 709.4407 | 0.00028394
|  | 709.6747 | 0
|  | 709.9088 | 0.0002195
|  | 710.1428 | 0
|  | 710.3768 | 0.0003357
|  | 710.6109 | 0
|  | 710.845 | 0.0003104
|  | 711.0791 | 0
|  | 711.3132 | 0.00041752
|  | 711.5473 | 0
|  | 711.7814 | 0.00015709
|  | 712.0155 | 0
|  | 712.2496 | 7.06e-05
|  | 712.4838 | 0
|  | 712.718 | 0.00034481
|  | 712.9521 | 0
|  | 713.1863 | 0.00043607
|  | 713.4205 | 0
|  | 713.6547 | 0.00052092
|  | 713.8889 | 0
|  | 714.1231 | 0.00036659
|  | 714.3574 | 0
|  | 714.5916 | 0.00031175
|  | 714.8258 | 0
|  | 715.0601 | 0.00032564
|  | 715.2943 | 0
|  | 715.5286 | 0.00024595
|  | 715.7629 | 0
|  | 715.9972 | 0.00047611
|  | 716.2315 | 0
|  | 716.4658 | 0.00043879
|  | 716.7001 | 0
|  | 716.9344 | 0.00021224
|  | 717.1688 | 0
|  | 717.4031 | 9.6488e-05
|  | 717.6375 | 0
|  | 717.8719 | 0.00011832
|  | 718.1063 | 0
|  | 718.3407 | 0.00047659
|  | 718.5751 | 0
|  | 718.8095 | 0.00034376
|  | 719.0439 | 0
|  | 719.2783 | 0.00037029
|  | 719.5128 | 0
|  | 719.7473 | 0.00031742
|  | 719.9817 | 0
|  | 720.2162 | 0.00049197
|  | 720.4506 | 0
|  | 720.6851 | 0.00056567
|  | 720.9196 | 0
|  | 721.1542 | 0.00034379
|  | 721.3887 | 0
|  | 721.6232 | 0.00060036
|  | 721.8577 | 0
|  | 722.0923 | 0.0001028
|  | 722.3268 | 0
|  | 722.5614 | 0.00041497
|  | 722.796 | 0
|  | 723.0306 | 0.00037703
|  | 723.2651 | 0
|  | 723.4998 | 0.00023701
|  | 723.7344 | 0
|  | 723.969 | 0.00043082
|  | 724.2037 | 0
|  | 724.4383 | 0.00037864
|  | 724.673 | 0
|  | 724.9076 | 0.0002706
|  | 725.1423 | 0
|  | 725.377 | 0.00017633
|  | 725.6117 | 0
|  | 725.8464 | 0.00011411
|  | 726.0811 | 0
|  | 726.3158 | 0.00058289
|  | 726.5505 | 0
|  | 726.7853 | 0.00038373
|  | 727.02 | 0
|  | 727.2548 | 0.00022041
|  | 727.4896 | 0
|  | 727.7244 | 0
|  | 727.9592 | 0
|  | 728.194 | 0.00018906
|  | 728.4288 | 0
|  | 728.6636 | 0.00029403
|  | 728.8984 | 0
|  | 729.1332 | 0.00014718
|  | 729.3681 | 0
|  | 729.603 | 0.0005707
|  | 729.8378 | 0
|  | 730.0727 | 0.0002674
|  | 730.3076 | 0
|  | 730.5425 | 0.00011515
|  | 730.7774 | 0
|  | 731.0123 | 0.00028914
|  | 731.2473 | 0
|  | 731.4822 | 0.00028164
|  | 731.7171 | 0
|  | 731.9521 | 0.00021325
|  | 732.187 | 0
|  | 732.422 | 0.00043167
|  | 732.657 | 0
|  | 732.892 | 0.00018944
|  | 733.127 | 0
|  | 733.362 | 8.6813e-05
|  | 733.597 | 0
|  | 733.832 | 0.00019942
|  | 734.0671 | 0
|  | 734.3021 | 0.00026236
|  | 734.5372 | 0
|  | 734.7723 | 0.00038679
|  | 735.0073 | 0
|  | 735.2424 | 0.00020916
|  | 735.4775 | 0
|  | 735.7126 | 0.00020783
|  | 735.9478 | 0
|  | 736.1829 | 0.00018853
|  | 736.418 | 0
|  | 736.6531 | 0.00025006
|  | 736.8883 | 0
|  | 737.1235 | 0.00019153
|  | 737.3586 | 0
|  | 737.5938 | 0.00044522
|  | 737.829 | 0
|  | 738.0642 | 0.00015839
|  | 738.2994 | 0
|  | 738.5347 | 0.00024176
|  | 738.7699 | 0
|  | 739.0051 | 0.00067139
|  | 739.2404 | 0
|  | 739.4756 | 0.0002867
|  | 739.7109 | 0
|  | 739.9462 | 0.0003838
|  | 740.1815 | 0
|  | 740.4168 | 0.00015576
|  | 740.6521 | 0
|  | 740.8874 | 0.00052813
|  | 741.1227 | 0
|  | 741.3581 | 0.00028426
|  | 741.5934 | 0
|  | 741.8288 | 0.00033669
|  | 742.0641 | 0
|  | 742.2995 | 8.9946e-05
|  | 742.5349 | 0
|  | 742.7703 | 0.00030777
|  | 743.0057 | 0
|  | 743.2411 | 0.00011225
|  | 743.4765 | 0
|  | 743.712 | 0.00030026
|  | 743.9474 | 0
|  | 744.1829 | 0.0003602
|  | 744.4183 | 0
|  | 744.6537 | 0.00018834
|  | 744.8892 | 0
|  | 745.1248 | 9.3198e-05
|  | 745.3602 | 0
|  | 745.5957 | 0.0003673
|  | 745.8312 | 0
|  | 746.0668 | 0.00022523
|  | 746.3023 | 0
|  | 746.5378 | 0.0001899
|  | 746.7734 | 0
|  | 747.009 | 0.00042643
|  | 747.2445 | 0
|  | 747.4801 | 0.00045837
|  | 747.7157 | 0
|  | 747.9513 | 0.00026886
|  | 748.1869 | 0
|  | 748.4225 | 0.00044226
|  | 748.6581 | 0
|  | 748.8938 | 0.00025278
|  | 749.1295 | 0
|  | 749.3651 | 0.00025479
|  | 749.6008 | 0
|  | 749.8364 | 0.00018253
|  | 750.0721 | 0
|  | 750.3078 | 0.00049086
|  | 750.5435 | 0
|  | 750.7792 | 0.0001425
|  | 751.015 | 0
|  | 751.2507 | 0.00029738
|  | 751.4865 | 0
|  | 751.7222 | 0.00037707
|  | 751.9579 | 0
|  | 752.1937 | 7.4e-05
|  | 752.4295 | 0
|  | 752.6653 | 0.00025901
|  | 752.9011 | 0
|  | 753.1368 | 0.00048132
|  | 753.3727 | 0
|  | 753.6085 | 0.00037393
|  | 753.8444 | 0
|  | 754.0802 | 0.00032398
|  | 754.316 | 0
|  | 754.5519 | 0
|  | 754.7878 | 0
|  | 755.0236 | 4.0422e-05
|  | 755.2595 | 0
|  | 755.4954 | 0.00024277
|  | 755.7313 | 0
|  | 755.9673 | 0.00016103
|  | 756.2032 | 0
|  | 756.4391 | 0.00026157
|  | 756.675 | 0
|  | 756.911 | 0.00026505
|  | 757.147 | 0
|  | 757.3829 | 3.3025e-05
|  | 757.619 | 0
|  | 757.8549 | 0.00023672
|  | 758.0909 | 0
|  | 758.327 | 0.00028211
|  | 758.563 | 0
|  | 758.799 | 0
|  | 759.035 | 0.00031749
|  | 759.2711 | 0
|  | 759.5071 | 0.00046248
|  | 759.7432 | 0
|  | 759.9792 | 0.00021046
|  | 760.2153 | 0
|  | 760.4515 | 0.00017236
|  | 760.6876 | 0
|  | 760.9236 | 0.00042466
|  | 761.1598 | 0
|  | 761.3959 | 0.00046309
|  | 761.6321 | 0
|  | 761.8682 | 0.00031538
|  | 762.1044 | 0
|  | 762.3405 | 0.0003541
|  | 762.5767 | 0
|  | 762.8129 | 0.00011193
|  | 763.0491 | 0
|  | 763.2853 | 0.00014351
|  | 763.5215 | 0
|  | 763.7577 | 0.00011325
|  | 763.994 | 0
|  | 764.2302 | 0.00050054
|  | 764.4664 | 0
|  | 764.7027 | 0.00031491
|  | 764.939 | 0
|  | 765.1752 | 0.00051064
|  | 765.4115 | 0
|  | 765.6478 | 0.00014116
|  | 765.8842 | 0
|  | 766.1204 | 0.00019412
|  | 766.3568 | 0
|  | 766.5931 | 0.00025383
|  | 766.8294 | 0
|  | 767.0658 | 8.9872e-05
|  | 767.3021 | 0
|  | 767.5385 | 0.00042482
|  | 767.7749 | 0
|  | 768.0113 | 0
|  | 768.2477 | 0
|  | 768.4841 | 0.00049482
|  | 768.7205 | 0
|  | 768.9569 | 0.00045171
|  | 769.1934 | 0
|  | 769.4298 | 0.00042196
|  | 769.6663 | 0
|  | 769.9027 | 0.00020283
|  | 770.1392 | 0
|  | 770.3757 | 0.0002951
|  | 770.6121 | 0
|  | 770.8486 | 0.00018872
|  | 771.0851 | 0
|  | 771.3217 | 0.0002642
|  | 771.5582 | 0
|  | 771.7947 | 0.00039466
|  | 772.0312 | 0
|  | 772.2678 | 0.00054849
|  | 772.5043 | 0
|  | 772.7409 | 7.7447e-05
|  | 772.9775 | 0
|  | 773.2141 | 0.00047195
|  | 773.4507 | 0
|  | 773.6873 | 0.00035053
|  | 773.9239 | 0
|  | 774.1605 | 0.00040924
|  | 774.3972 | 0
|  | 774.6338 | 7.1991e-05
|  | 774.8704 | 0
|  | 775.1071 | 0.00057942
|  | 775.3438 | 0
|  | 775.5804 | 0.0004156
|  | 775.8171 | 0
|  | 776.0538 | 0.00013575
|  | 776.2905 | 0
|  | 776.5272 | 0.00026182
|  | 776.764 | 0
|  | 777.0007 | 0.0006422
|  | 777.2374 | 0
|  | 777.4742 | 0.00042464
|  | 777.7109 | 0
|  | 777.9477 | 0.00059334
|  | 778.1845 | 0
|  | 778.4213 | 0.00064022
|  | 778.6581 | 0
|  | 778.8948 | 8.9527e-05
|  | 779.1317 | 0
|  | 779.3685 | 0.00049028
|  | 779.6053 | 0
|  | 779.8422 | 0.00014052
|  | 780.079 | 0
|  | 780.3159 | 0.00091078
|  | 780.5527 | 0
|  | 780.7896 | 0.00028805
|  | 781.0265 | 0
|  | 781.2634 | 0.00071386
|  | 781.5003 | 0
|  | 781.7372 | 0.00064997
|  | 781.9741 | 0
|  | 782.2111 | 0.00030633
|  | 782.448 | 0
|  | 782.6849 | 0.00052475
|  | 782.9219 | 0
|  | 783.1589 | 0.00060803
|  | 783.3958 | 0
|  | 783.6328 | 7.5393e-05
|  | 783.8698 | 0
|  | 784.1068 | 0.00052229
|  | 784.3438 | 0
|  | 784.5808 | 0.00031793
|  | 784.8179 | 0
|  | 785.0549 | 0.00038372
|  | 785.2919 | 0
|  | 785.529 | 0.00025411
|  | 785.7661 | 0
|  | 786.0031 | 0.00040021
|  | 786.2402 | 0
|  | 786.4773 | 0.00081543
|  | 786.7144 | 0
|  | 786.9515 | 0.00048887
|  | 787.1886 | 0
|  | 787.4257 | 0.00025866
|  | 787.6628 | 0
|  | 787.9 | 0.00053544
|  | 788.1371 | 0
|  | 788.3743 | 0.00050926
|  | 788.6115 | 0
|  | 788.8486 | 0.00041699
|  | 789.0858 | 0
|  | 789.3231 | 0.00028579
|  | 789.5602 | 0
|  | 789.7974 | 0.00046367
|  | 790.0347 | 0
|  | 790.2719 | 0.00042303
|  | 790.5092 | 0
|  | 790.7464 | 0.00063685
|  | 790.9836 | 0
|  | 791.2209 | 0.00018082
|  | 791.4582 | 0
|  | 791.6955 | 0.00030575
|  | 791.9327 | 0
|  | 792.17 | 0.00074344
|  | 792.4073 | 0
|  | 792.6447 | 0.00019302
|  | 792.882 | 0
|  | 793.1193 | 6.1564e-05
|  | 793.3567 | 0
|  | 793.5941 | 0.00022041
|  | 793.8314 | 0
|  | 794.0688 | 0.00053351
|  | 794.3062 | 0
|  | 794.5436 | 0.00040292
|  | 794.7809 | 0
|  | 795.0184 | 7.9912e-05
|  | 795.2558 | 0
|  | 795.4932 | 0.00030843
|  | 795.7307 | 0
|  | 795.9681 | 0.00025573
|  | 796.2055 | 0
|  | 796.443 | 0.0006377
|  | 796.6804 | 0
|  | 796.9179 | 0.00050482
|  | 797.1554 | 0
|  | 797.3929 | 0.00045134
|  | 797.6304 | 0
|  | 797.8679 | 0.00011281
|  | 798.1054 | 0
|  | 798.343 | 0
|  | 798.5805 | 0
|  | 798.8181 | 0.00073058
|  | 799.0556 | 0
|  | 799.2932 | 0.00061774
|  | 799.5308 | 0
|  | 799.7683 | 0.0001863
|  | 800.0059 | 0
|  | 800.2435 | 0.00030054
|  | 800.4811 | 0
|  | 800.7188 | 0.0005028
|  | 800.9564 | 0
|  | 801.194 | 0.00047784
|  | 801.4316 | 0
|  | 801.6693 | 0.00010661
|  | 801.9069 | 0
|  | 802.1446 | 0.00032341
|  | 802.3823 | 0
|  | 802.62 | 0.00040698
|  | 802.8577 | 0
|  | 803.0953 | 0.00069832
|  | 803.3331 | 0
|  | 803.5708 | 0.00058153
|  | 803.8085 | 0
|  | 804.0463 | 0.00063724
|  | 804.284 | 0
|  | 804.5218 | 0.0002276
|  | 804.7595 | 0
|  | 804.9973 | 0.00039646
|  | 805.235 | 0
|  | 805.4728 | 0.00099686
|  | 805.7106 | 0
|  | 805.9485 | 0.00038072
|  | 806.1863 | 0
|  | 806.4241 | 0.00061
|  | 806.6619 | 0
|  | 806.8998 | 0.00058557
|  | 807.1376 | 0
|  | 807.3755 | 0.00016308
|  | 807.6133 | 0
|  | 807.8512 | 0.00011887
|  | 808.0891 | 0
|  | 808.327 | 0.00015434
|  | 808.5649 | 0
|  | 808.8028 | 0.00048426
|  | 809.0407 | 0
|  | 809.2787 | 6.1555e-05
|  | 809.5166 | 0
|  | 809.7545 | 0.00058579
|  | 809.9925 | 0
|  | 810.2305 | 0.00084963
|  | 810.4684 | 0
|  | 810.7064 | 6.7438e-05
|  | 810.9444 | 0
|  | 811.1824 | 8.5307e-05
|  | 811.4204 | 0
|  | 811.6584 | 0.00025015
|  | 811.8964 | 0
|  | 812.1345 | 0.00010084
|  | 812.3725 | 0
|  | 812.6105 | 0.00043567
|  | 812.8486 | 0
|  | 813.0867 | 0.00086765
|  | 813.3247 | 0
|  | 813.5628 | 0.00054422
|  | 813.8009 | 0
|  | 814.039 | 0.00061424
|  | 814.2771 | 0
|  | 814.5152 | 0.00068763
|  | 814.7534 | 0
|  | 814.9915 | 0.00087648
|  | 815.2296 | 0
|  | 815.4678 | 0.00037671
|  | 815.7059 | 0
|  | 815.9441 | 0.00044398
|  | 816.1823 | 0
|  | 816.4204 | 0.00037278
|  | 816.6586 | 0
|  | 816.8969 | 6.0763e-05
|  | 817.135 | 0
|  | 817.3732 | 0.00057017
|  | 817.6115 | 0
|  | 817.8497 | 0.00092092
|  | 818.088 | 0
|  | 818.3262 | 0.00052312
|  | 818.5645 | 0
|  | 818.8027 | 0.00012648
|  | 819.041 | 0
|  | 819.2793 | 0.00020967
|  | 819.5176 | 0.00025559
|  | 819.7559 | 0
|  | 819.9942 | 0.0003602
|  | 820.2325 | 0
|  | 820.4708 | 0.00024747
|  | 820.7092 | 0
|  | 820.9475 | 0.00076548
|  | 821.1859 | 0
|  | 821.4242 | 0.0002174
|  | 821.6626 | 0
|  | 821.9009 | 0.00021759
|  | 822.1393 | 0
|  | 822.3777 | 0.00053562
|  | 822.6161 | 0
|  | 822.8546 | 0.00053114
|  | 823.093 | 0
|  | 823.3314 | 0.00059145
|  | 823.5698 | 0
|  | 823.8083 | 0.00029533
|  | 824.0468 | 0
|  | 824.2852 | 0.0010465
|  | 824.5237 | 0
|  | 824.7621 | 0.00053035
|  | 825.0006 | 0
|  | 825.2391 | 0.00034662
|  | 825.4776 | 0
|  | 825.7161 | 0.00012983
|  | 825.9547 | 0
|  | 826.1932 | 0.00040689
|  | 826.4317 | 0
|  | 826.6703 | 9.0819e-05
|  | 826.9088 | 0
|  | 827.1474 | 0.00052384
|  | 827.3859 | 0
|  | 827.6245 | 0.00047582
|  | 827.8631 | 0
|  | 828.1017 | 0
|  | 828.3403 | 0
|  | 828.5789 | 0.00012873
|  | 828.8176 | 0
|  | 829.0562 | 0.00045874
|  | 829.2948 | 0
|  | 829.5334 | 0.00010657
|  | 829.7721 | 0
|  | 830.0107 | 0.0001449
|  | 830.2495 | 0
|  | 830.4881 | 0.00020746
|  | 830.7268 | 0
|  | 830.9655 | 0.00036157
|  | 831.2042 | 0
|  | 831.4429 | 0.00015748
|  | 831.6816 | 0
|  | 831.9203 | 0.00051827
|  | 832.1591 | 0
|  | 832.3978 | 0.00058862
|  | 832.6366 | 0
|  | 832.8754 | 0.0003695
|  | 833.1141 | 0
|  | 833.3529 | 0.00019268
|  | 833.5917 | 0
|  | 833.8304 | 0.00024423
|  | 834.0693 | 0
|  | 834.3081 | 0.00019065
|  | 834.5469 | 0
|  | 834.7857 | 0.00022353
|  | 835.0245 | 0
|  | 835.2634 | 0.00056494
|  | 835.5023 | 0
|  | 835.7411 | 0.00040231
|  | 835.98 | 0
|  | 836.2189 | 0.0006407
|  | 836.4578 | 0
|  | 836.6967 | 0.00013376
|  | 836.9355 | 0
|  | 837.1744 | 0.00072082
|  | 837.4134 | 0
|  | 837.6523 | 0.00026723
|  | 837.8912 | 0
|  | 838.1302 | 0.0004415
|  | 838.3691 | 0
|  | 838.6081 | 0.00051275
|  | 838.847 | 0
|  | 839.086 | 0.00066999
|  | 839.325 | 0
|  | 839.564 | 0.00042936
|  | 839.803 | 0
|  | 840.042 | 0.00037786
|  | 840.281 | 0
|  | 840.52 | 0.00013314
|  | 840.7591 | 0
|  | 840.9981 | 0.00010162
|  | 841.2372 | 0
|  | 841.4762 | 0.00035266
|  | 841.7153 | 0
|  | 841.9543 | 0.00063945
|  | 842.1934 | 0
|  | 842.4325 | 0.00064583
|  | 842.6716 | 0
|  | 842.9107 | 0.00051266
|  | 843.1498 | 0
|  | 843.389 | 2.6262e-05
|  | 843.6281 | 0
|  | 843.8672 | 0.00062135
|  | 844.1064 | 0
|  | 844.3455 | 0
|  | 844.5847 | 0
|  | 844.8239 | 0.0003583
|  | 845.063 | 0
|  | 845.3022 | 0.0004384
|  | 845.5414 | 0
|  | 845.7806 | 0.00051878
|  | 846.0198 | 0
|  | 846.259 | 0.00055644
|  | 846.4983 | 0
|  | 846.7375 | 0.00073975
|  | 846.9767 | 0
|  | 847.216 | 0.00084588
|  | 847.4553 | 0
|  | 847.6945 | 0.0003642
|  | 847.9338 | 0
|  | 848.1731 | 0.00015621
|  | 848.4124 | 0
|  | 848.6517 | 0.00044577
|  | 848.891 | 0
|  | 849.1303 | 0.00024928
|  | 849.3696 | 0
|  | 849.6089 | 0.00053289
|  | 849.8483 | 0
|  | 850.0876 | 0.00032462
|  | 850.327 | 0
|  | 850.5664 | 0.00036312
|  | 850.8057 | 0
|  | 851.0451 | 0.0001688
|  | 851.2845 | 0
|  | 851.5239 | 0.00020284
|  | 851.7633 | 0
|  | 852.0027 | 0.00027594
|  | 852.2421 | 0
|  | 852.4816 | 0.00010302
|  | 852.721 | 0
|  | 852.9604 | 0.00034879
|  | 853.1999 | 0
|  | 853.4394 | 0.00055779
|  | 853.6788 | 0
|  | 853.9183 | 0.00055301
|  | 854.1578 | 0
|  | 854.3973 | 0.00063751
|  | 854.6368 | 0
|  | 854.8763 | 0.00057591
|  | 855.1158 | 0
|  | 855.3553 | 0.00057141
|  | 855.5948 | 0
|  | 855.8344 | 0.00052329
|  | 856.074 | 0
|  | 856.3135 | 0.00047832
|  | 856.5531 | 0
|  | 856.7927 | 0.00013266
|  | 857.0322 | 0
|  | 857.2719 | 0.00049481
|  | 857.5114 | 0
|  | 857.751 | 0.00047648
|  | 857.9907 | 0
|  | 858.2303 | 0.00088438
|  | 858.4699 | 0
|  | 858.7095 | 0.00026271
|  | 858.9492 | 0
|  | 859.1888 | 0.00080769
|  | 859.4285 | 0
|  | 859.6682 | 0.00028503
|  | 859.9078 | 0
|  | 860.1475 | 0.00063333
|  | 860.3872 | 0
|  | 860.6269 | 0.0007929
|  | 860.8666 | 0
|  | 861.1063 | 0.00082453
|  | 861.3461 | 0
|  | 861.5858 | 0.00044105
|  | 861.8255 | 0
|  | 862.0652 | 0.00027974
|  | 862.305 | 0
|  | 862.5448 | 0.00073874
|  | 862.7845 | 0
|  | 863.0243 | 0.00071052
|  | 863.2641 | 0
|  | 863.5039 | 0.00020339
|  | 863.7437 | 0
|  | 863.9835 | 0.00081998
|  | 864.2233 | 0
|  | 864.4631 | 0.00053869
|  | 864.703 | 0
|  | 864.9428 | 0.00027697
|  | 865.1827 | 0
|  | 865.4225 | 4.4679e-05
|  | 865.6624 | 0
|  | 865.9023 | 0.0011262
|  | 866.1422 | 0
|  | 866.382 | 2.5178e-05
|  | 866.6219 | 0
|  | 866.8618 | 0.00042693
|  | 867.1017 | 0
|  | 867.3417 | 0.00032259
|  | 867.5816 | 0
|  | 867.8215 | 0.00048255
|  | 868.0615 | 0
|  | 868.3015 | 0.00069352
|  | 868.5414 | 0
|  | 868.7814 | 0.00081558
|  | 869.0213 | 0
|  | 869.2613 | 0.0011624
|  | 869.5013 | 0
|  | 869.7413 | 0.00075704
|  | 869.9813 | 0
|  | 870.2213 | 0.00069635
|  | 870.4613 | 0
|  | 870.7014 | 0
|  | 870.9414 | 0
|  | 871.1815 | 0.00044231
|  | 871.4215 | 0
|  | 871.6616 | 0.00091942
|  | 871.9016 | 0
|  | 872.1417 | 0.00059873
|  | 872.3818 | 0
|  | 872.6219 | 0.00024732
|  | 872.862 | 0
|  | 873.1021 | 0.00043178
|  | 873.3422 | 0
|  | 873.5823 | 0.00035673
|  | 873.8224 | 0
|  | 874.0626 | 0.0013681
|  | 874.3027 | 0
|  | 874.5428 | 0.00092684
|  | 874.783 | 0
|  | 875.0232 | 0.00036701
|  | 875.2634 | 0
|  | 875.5035 | 0
|  | 875.7438 | 0
|  | 875.9839 | 0.00054639
|  | 876.2242 | 0
|  | 876.4644 | 0.00045537
|  | 876.7046 | 0
|  | 876.9448 | 0.00022981
|  | 877.1851 | 0
|  | 877.4253 | 0.0007011
|  | 877.6656 | 0
|  | 877.9058 | 0.00084362
|  | 878.1461 | 0
|  | 878.3864 | 0.0010705
|  | 878.6266 | 0
|  | 878.8669 | 0
|  | 879.1072 | 0
|  | 879.3475 | 0.00020397
|  | 879.5879 | 0
|  | 879.8282 | 0.00028161
|  | 880.0685 | 0
|  | 880.3088 | 0.00058708
|  | 880.5492 | 0
|  | 880.7896 | 0
|  | 881.0299 | 0.00064308
|  | 881.2703 | 0
|  | 881.5107 | 0.00071884
|  | 881.751 | 0
|  | 881.9915 | 0.0014295
|  | 882.2318 | 0
|  | 882.4722 | 0.00084149
|  | 882.7126 | 0
|  | 882.9531 | 0
|  | 883.1935 | 0
|  | 883.4339 | 0.00033775
|  | 883.6744 | 0
|  | 883.9148 | 0.00075592
|  | 884.1553 | 0
|  | 884.3958 | 0.0011072
|  | 884.6362 | 0
|  | 884.8767 | 0.00076264
|  | 885.1172 | 0
|  | 885.3577 | 0.0017583
|  | 885.5982 | 0
|  | 885.8387 | 0.00091097
|  | 886.0792 | 0
|  | 886.3198 | 0.00053674
|  | 886.5603 | 0
|  | 886.8008 | 0.00046589
|  | 887.0414 | 0
|  | 887.2819 | 0.00077852
|  | 887.5225 | 0
|  | 887.7631 | 0.00083749
|  | 888.0037 | 0
|  | 888.2443 | 0
|  | 888.4849 | 0
|  | 888.7255 | 0.00064556
|  | 888.9661 | 0
|  | 889.2067 | 0.00048297
|  | 889.4473 | 0
|  | 889.6879 | 0.0006957
|  | 889.9286 | 0
|  | 890.1693 | 0.00025586
|  | 890.4099 | 0
|  | 890.6506 | 0.00068314
|  | 890.8912 | 0
|  | 891.1319 | 0.0011244
|  | 891.3726 | 0
|  | 891.6133 | 0.00063577
|  | 891.854 | 0
|  | 892.0947 | 0.00046819
|  | 892.3354 | 0
|  | 892.5761 | 0.00076397
|  | 892.8168 | 0
|  | 893.0576 | 0.00086134
|  | 893.2983 | 0
|  | 893.5391 | 0.0010386
|  | 893.7798 | 0
|  | 894.0206 | 0.0010669
|  | 894.2614 | 0
|  | 894.5022 | 0.00094152
|  | 894.743 | 0
|  | 894.9838 | 0.00073003
|  | 895.2246 | 0
|  | 895.4654 | 0.0013034
|  | 895.7062 | 0
|  | 895.947 | 0.00083075
|  | 896.1879 | 0
|  | 896.4287 | 0.00029597
|  | 896.6696 | 0
|  | 896.9104 | 0.002359
|  | 897.1513 | 0
|  | 897.3922 | 0.00046618
|  | 897.6331 | 0
|  | 897.874 | 0.00098672
|  | 898.1148 | 0
|  | 898.3557 | 0.00068273
|  | 898.5966 | 0
|  | 898.8376 | 0
|  | 899.0785 | 0
|  | 899.3194 | 0.00071514
|  | 899.5604 | 0
|  | 899.8013 | 0.00092425
|  | 900.0422 | 0
|  | 900.2832 | 0.00075445
|  | 900.5242 | 0
|  | 900.7651 | 0.0002725
|  | 901.0062 | 0
|  | 901.2471 | 0.00061566
|  | 901.4882 | 0
|  | 901.7291 | 0.0005435
|  | 901.9702 | 0
|  | 902.2112 | 0.00041315
|  | 902.4522 | 0
|  | 902.6932 | 0.00075625
|  | 902.9343 | 0
|  | 903.1754 | 0.00085289
|  | 903.4164 | 0
|  | 903.6575 | 0.00060323
|  | 903.8986 | 0
|  | 904.1396 | 0.00075952
|  | 904.3807 | 0
|  | 904.6218 | 0.00027225
|  | 904.8629 | 0
|  | 905.104 | 0.00087284
|  | 905.3451 | 0
|  | 905.5862 | 0.00087827
|  | 905.8274 | 0
|  | 906.0685 | 0.0007949
|  | 906.3096 | 0
|  | 906.5508 | 0.0010913
|  | 906.792 | 0
|  | 907.0331 | 0.00010027
|  | 907.2743 | 0
|  | 907.5155 | 0.0012183
|  | 907.7567 | 0
|  | 907.9979 | 0.00082158
|  | 908.2391 | 0
|  | 908.4803 | 0.00098918
|  | 908.7215 | 0
|  | 908.9628 | 0.0019657
|  | 909.204 | 0
|  | 909.4452 | 0.00069344
|  | 909.6865 | 0
|  | 909.9277 | 0.0012397
|  | 910.169 | 0
|  | 910.4103 | 0.00053572
|  | 910.6516 | 0
|  | 910.8928 | 0.0014916
|  | 911.1341 | 0
|  | 911.3754 | 0.0002879
|  | 911.6167 | 0
|  | 911.858 | 0.0011901
|  | 912.0994 | 0
|  | 912.3406 | 0.00061076
|  | 912.582 | 0
|  | 912.8234 | 0.0014639
|  | 913.0647 | 0
|  | 913.306 | 0
|  | 913.5474 | 0
|  | 913.7888 | 0.0014129
|  | 914.0302 | 0
|  | 914.2715 | 0.00182
|  | 914.5129 | 0
|  | 914.7543 | 0.0014132
|  | 914.9957 | 0
|  | 915.2372 | 0.0010736
|  | 915.4786 | 0
|  | 915.72 | 0.0015074
|  | 915.9614 | 0
|  | 916.2029 | 0.0011762
|  | 916.4443 | 0
|  | 916.6858 | 0.00026982
|  | 916.9272 | 0
|  | 917.1688 | 0.0011273
|  | 917.4102 | 0
|  | 917.6517 | 0.0022956
|  | 917.8932 | 0
|  | 918.1347 | 0
|  | 918.3762 | 0
|  | 918.6177 | 0.0014494
|  | 918.8593 | 0
|  | 919.1008 | 0.00083004
|  | 919.3423 | 0
|  | 919.5839 | 0.00086694
|  | 919.8254 | 0
|  | 920.067 | 0.0011574
|  | 920.3085 | 0
|  | 920.5501 | 0.0010236
|  | 920.7917 | 0
|  | 921.0333 | 0.00089998
|  | 921.2748 | 0
|  | 921.5164 | 0.001396
|  | 921.7581 | 0
|  | 921.9997 | 0.002119
|  | 922.2413 | 0
|  | 922.4829 | 0.00071833
|  | 922.7245 | 0
|  | 922.9662 | 0
|  | 923.2078 | 0
|  | 923.4495 | 0
|  | 923.6912 | 0
|  | 923.9329 | 0.0014352
|  | 924.1745 | 0
|  | 924.4162 | 0.00097624
|  | 924.6579 | 0
|  | 924.8996 | 0.00074121
|  | 925.1413 | 0
|  | 925.383 | 0.00011387
|  | 925.6248 | 0
|  | 925.8665 | 0.0010259
|  | 926.1082 | 0
|  | 926.35 | 0.0021906
|  | 926.5917 | 0
|  | 926.8334 | 0.00084864
|  | 927.0752 | 0
|  | 927.317 | 0.0013711
|  | 927.5588 | 0
|  | 927.8005 | 0.0022825
|  | 928.0424 | 0
|  | 928.2841 | 0.0015533
|  | 928.5259 | 0
|  | 928.7678 | 0.0013705
|  | 929.0096 | 0
|  | 929.2514 | 0.00042195
|  | 929.4932 | 0
|  | 929.7351 | 0.00047441
|  | 929.9769 | 0
|  | 930.2188 | 0.0010417
|  | 930.4606 | 0
|  | 930.7025 | 0.00015611
|  | 930.9444 | 0
|  | 931.1863 | 0.0010121
|  | 931.4282 | 0
|  | 931.67 | 0.00095601
|  | 931.912 | 0
|  | 932.1539 | 0.0019807
|  | 932.3958 | 0
|  | 932.6377 | 0.00084457
|  | 932.8796 | 0
|  | 933.1216 | 0.0019464
|  | 933.3635 | 0
|  | 933.6055 | 0.00085688
|  | 933.8474 | 0
|  | 934.0894 | 0.0011526
|  | 934.3314 | 0
|  | 934.5734 | 0.00032029
|  | 934.8154 | 0
|  | 935.0573 | 0.00078349
|  | 935.2993 | 0
|  | 935.5413 | 0.0018496
|  | 935.7834 | 0
|  | 936.0254 | 0.00099518
|  | 936.2674 | 0
|  | 936.5095 | 0.0023675
|  | 936.7515 | 0
|  | 936.9935 | 0.0008286
|  | 937.2356 | 0
|  | 937.4777 | 0.00056821
|  | 937.7197 | 0
|  | 937.9618 | 0.00056669
|  | 938.2039 | 0
|  | 938.446 | 0.00091645
|  | 938.6881 | 0
|  | 938.9302 | 0.0017157
|  | 939.1723 | 0
|  | 939.4144 | 0.00082623
|  | 939.6566 | 0
|  | 939.8987 | 0.00015118
|  | 940.1408 | 0
|  | 940.383 | 0.00113
|  | 940.6251 | 0
|  | 940.8673 | 0.0034309
|  | 941.1094 | 0
|  | 941.3516 | 0.0018346
|  | 941.5938 | 0
|  | 941.836 | 0.0025391
|  | 942.0782 | 0
|  | 942.3204 | 0.00050276
|  | 942.5626 | 0.00029383
|  | 942.8048 | 0
|  | 943.0471 | 0.0023608
|  | 943.2892 | 0
|  | 943.5315 | 0.00078468
|  | 943.7737 | 0
|  | 944.016 | 0.00088064
|  | 944.2582 | 0
|  | 944.5005 | 0.0025668
|  | 944.7428 | 0.0012151
|  | 944.985 | 0.0016658
|  | 945.2274 | 0
|  | 945.4696 | 0.0033455
|  | 945.7119 | 0
|  | 945.9542 | 0.00062641
|  | 946.1965 | 0
|  | 946.4388 | 0.0026218
|  | 946.6812 | 0
|  | 946.9235 | 0.0028018
|  | 947.1658 | 0
|  | 947.4082 | 0.0029443
|  | 947.6505 | 0
|  | 947.8929 | 0.0018074
|  | 948.1353 | 0
|  | 948.3776 | 0.0010595
|  | 948.62 | 0
|  | 948.8624 | 0.0035045
|  | 949.1048 | 0
|  | 949.3472 | 0.0025595
|  | 949.5896 | 0
|  | 949.832 | 0.00208
|  | 950.0744 | 0
|  | 950.3168 | 8.3849e-05
|  | 950.5593 | 0
|  | 950.8017 | 0.0019734
|  | 951.0442 | 0
|  | 951.2866 | 0.0026411
|  | 951.5291 | 0
|  | 951.7715 | 0.0016675
|  | 952.014 | 0
|  | 952.2565 | 0.0018459
|  | 952.499 | 0
|  | 952.7415 | 0.0015918
|  | 952.9839 | 0
|  | 953.2265 | 0.0021838
|  | 953.469 | 0
|  | 953.7115 | 0.0014894
|  | 953.954 | 0
|  | 954.1966 | 0.0010189
|  | 954.4391 | 0
|  | 954.6816 | 0.002095
|  | 954.9242 | 0
|  | 955.1667 | 0.0021495
|  | 955.4094 | 0
|  | 955.6519 | 0
|  | 955.8945 | 0
|  | 956.1371 | 0.0015327
|  | 956.3797 | 0
|  | 956.6223 | 0.0017699
|  | 956.8649 | 0
|  | 957.1075 | 0.0049744
|  | 957.3501 | 0
|  | 957.5927 | 0.0011411
|  | 957.8354 | 0
|  | 958.078 | 6.223e-05
|  | 958.3207 | 0
|  | 958.5633 | 0.0015227
|  | 958.806 | 0
|  | 959.0486 | 0.0033116
|  | 959.2913 | 0
|  | 959.534 | 0.0025481
|  | 959.7767 | 0
|  | 960.0193 | 0.0035163
|  | 960.2621 | 0
|  | 960.5048 | 0.00062596
|  | 960.7475 | 0
|  | 960.9902 | 0.0020975
|  | 961.2329 | 0
|  | 961.4756 | 0.0025846
|  | 961.7184 | 0
|  | 961.9612 | 0.0014456
|  | 962.2039 | 0
|  | 962.4467 | 0.0022412
|  | 962.6895 | 0
|  | 962.9322 | 0.0034254
|  | 963.175 | 0
|  | 963.4178 | 0.002774
|  | 963.6606 | 0
|  | 963.9034 | 0.0031048
|  | 964.1462 | 0
|  | 964.389 | 0.0015296
|  | 964.6318 | 0
|  | 964.8746 | 0.00143
|  | 965.1174 | 0
|  | 965.3603 | 0.0011683
|  | 965.6031 | 0
|  | 965.846 | 0.0017725
|  | 966.0889 | 0
|  | 966.3317 | 0.0017903
|  | 966.5746 | 0
|  | 966.8174 | 0.0008296
|  | 967.0604 | 0
|  | 967.3032 | 0.0020184
|  | 967.5461 | 0
|  | 967.7891 | 0.0022948
|  | 968.0319 | 0
|  | 968.2748 | 0.00090424
|  | 968.5178 | 0
|  | 968.7607 | 0.00077455
|  | 969.0037 | 0
|  | 969.2466 | 0.0032594
|  | 969.4896 | 0
|  | 969.7325 | 0.0012441
|  | 969.9755 | 0
|  | 970.2184 | 0.00098537
|  | 970.4614 | 0
|  | 970.7044 | 0.0018578
|  | 970.9474 | 0
|  | 971.1904 | 0.0018154
|  | 971.4333 | 0
|  | 971.6764 | 0.00044823
|  | 971.9194 | 0
|  | 972.1624 | 0.0031532
|  | 972.4055 | 0
|  | 972.6484 | 0.0027637
|  | 972.8915 | 0
|  | 973.1346 | 0.0019533
|  | 973.3776 | 0
|  | 973.6207 | 0.00050017
|  | 973.8637 | 0
|  | 974.1068 | 0.0042423
|  | 974.3499 | 0
|  | 974.593 | 0.00076591
|  | 974.8361 | 0
|  | 975.0792 | 0.0031261
|  | 975.3223 | 0
|  | 975.5654 | 0.0012881
|  | 975.8085 | 0
|  | 976.0516 | 0.0016583
|  | 976.2947 | 0
|  | 976.5379 | 0.0029471
|  | 976.781 | 0
|  | 977.0242 | 0.0017135
|  | 977.2673 | 0
|  | 977.5105 | 0.0007052
|  | 977.7537 | 0
|  | 977.9968 | 0.001618
|  | 978.24 | 0
|  | 978.4832 | 0.0016992
|  | 978.7264 | 0
|  | 978.9696 | 0.00060134
|  | 979.2128 | 0
|  | 979.456 | 0.0042345
|  | 979.6992 | 0
|  | 979.9424 | 0.0033239
|  | 980.1857 | 0
|  | 980.429 | 0.0019178
|  | 980.6722 | 0
|  | 980.9154 | 0.0024704
|  | 981.1587 | 0
|  | 981.402 | 0.0018027
|  | 981.6452 | 0
|  | 981.8885 | 0.0041183
|  | 982.1318 | 0
|  | 982.3751 | 0
|  | 982.6183 | 0
|  | 982.8617 | 0.0039121
|  | 983.105 | 0
|  | 983.3483 | 0.0026995
|  | 983.5916 | 0
|  | 983.835 | 0.0033155
|  | 984.0782 | 0
|  | 984.3216 | 0.0006674
|  | 984.5649 | 0
|  | 984.8083 | 0
|  | 985.0517 | 0
|  | 985.295 | 0.0011539
|  | 985.5384 | 0
|  | 985.7818 | 0.0049167
|  | 986.0251 | 0
|  | 986.2686 | 0.0031629
|  | 986.512 | 0
|  | 986.7554 | 0.00027659
|  | 986.9988 | 0
|  | 987.2422 | 0.0020792
|  | 987.4856 | 0
|  | 987.729 | 0.0055432
|  | 987.9725 | 0
|  | 988.2159 | 0.0012138
|  | 988.4594 | 0
|  | 988.7028 | 0
|  | 988.9463 | 0
|  | 989.1898 | 0.0019495
|  | 989.4332 | 0
|  | 989.6767 | 0.0024226
|  | 989.9202 | 0
|  | 990.1636 | 0.0038513
|  | 990.4072 | 0
|  | 990.6506 | 0.00038574
|  | 990.8942 | 0
|  | 991.1377 | 0.0044749
|  | 991.3812 | 0
|  | 991.6248 | 0.0017661
|  | 991.8683 | 0
|  | 992.1118 | 0.0020859
|  | 992.3553 | 0
|  | 992.5989 | 0.0021909
|  | 992.8425 | 0
|  | 993.086 | 0.00366
|  | 993.3296 | 0
|  | 993.5732 | 0.00038542
|  | 993.8168 | 0
|  | 994.0604 | 0.0027262
|  | 994.304 | 0
|  | 994.5475 | 0.0018677
|  | 994.7911 | 0
|  | 995.0348 | 0.0038703
|  | 995.2784 | 0
|  | 995.522 | 0.0030165
|  | 995.7656 | 0
|  | 996.0093 | 0.002282
|  | 996.2529 | 0
|  | 996.4966 | 0.0057694
|  | 996.7402 | 0
|  | 996.9839 | 0.0030108
|  | 997.2276 | 0
|  | 997.4713 | 0.0010864
|  | 997.715 | 0
|  | 997.9586 | 0.0038661
|  | 998.2023 | 0
|  | 998.446 | 0.0021217
|  | 998.6898 | 0
|  | 998.9335 | 0.0046006
|  | 999.1772 | 0
|  | 999.4209 | 0.0016806
|  | 999.6646 | 0
|  | 999.9084 | 0.0036075
|  | 1000.1521 | 0
|  | 1000.3959 | 0.0032223
|  | 1000.6396 | 0
|  | 1000.8834 | 0.0029904
|  | 1001.1271 | 0
|  | 1001.3709 | 0.0022492
|  | 1001.6147 | 0
|  | 1001.8585 | 0.00036877
|  | 1002.1023 | 0
|  | 1002.3461 | 0.008498
|  | 1002.5898 | 0
|  | 1002.8337 | 0.0020215
|  | 1003.0775 | 0
|  | 1003.3214 | 0.0025899
|  | 1003.5651 | 0
|  | 1003.809 | 0.0056685
|  | 1004.0529 | 0
|  | 1004.2967 | 0.0009397
|  | 1004.5405 | 0
|  | 1004.7844 | 0
|  | 1005.0283 | 0.0053699
|  | 1005.2721 | 0
|  | 1005.516 | 0.0045677
|  | 1005.7599 | 0
|  | 1006.0038 | 0.0034149
|  | 1006.2477 | 0
|  | 1006.4916 | 0.0025447
|  | 1006.7355 | 0
|  | 1006.9794 | 0.0012923
|  | 1007.2233 | 0
|  | 1007.4672 | 0.00057682
|  | 1007.7112 | 0
|  | 1007.9551 | 0.0066206
|  | 1008.199 | 0
|  | 1008.443 | 0.0042806
|  | 1008.687 | 0
|  | 1008.9309 | 0.0034089
|  | 1009.1749 | 0
|  | 1009.4189 | 0.0071458
|  | 1009.6628 | 0
|  | 1009.9068 | 0
|  | 1010.1508 | 0
|  | 1010.3948 | 0.0041373
|  | 1010.6388 | 0
|  | 1010.8828 | 0.004458
|  | 1011.1268 | 0
|  | 1011.3709 | 0.0035907
|  | 1011.6149 | 0
|  | 1011.8589 | 0.0055207
|  | 1012.103 | 0
|  | 1012.347 | 0.0083882
|  | 1012.5911 | 0
|  | 1012.8351 | 0.0066383
|  | 1013.0792 | 0
|  | 1013.3232 | 0.0057121
|  | 1013.5673 | 0
|  | 1013.8114 | 0.00087857
|  | 1014.0555 | 0
|  | 1014.2996 | 0.0029523
|  | 1014.5437 | 0
|  | 1014.7878 | 0.0071457
|  | 1015.0319 | 0
|  | 1015.276 | 0.0064908
|  | 1015.5201 | 0
|  | 1015.7643 | 0.0067532
|  | 1016.0084 | 0
|  | 1016.2526 | 0.0099017
|  | 1016.4967 | 0
|  | 1016.7408 | 0.0026078
|  | 1016.985 | 0
|  | 1017.2292 | 0.0071096
|  | 1017.4733 | 0
|  | 1017.7175 | 0.0046475
|  | 1017.9617 | 0
|  | 1018.2059 | 0.0060737
|  | 1018.4501 | 0
|  | 1018.6943 | 0.0064592
|  | 1018.9385 | 0
|  | 1019.1827 | 0.006715
|  | 1019.4269 | 0
|  | 1019.6711 | 0.0069361
|  | 1019.9153 | 0
|  | 1020.1596 | 0.0032944
|  | 1020.4038 | 0
|  | 1020.6481 | 0.0040531
|  | 1020.8923 | 0
|  | 1021.1366 | 0.0065625
|  | 1021.3809 | 0
|  | 1021.6251 | 0.00088018
|  | 1021.8694 | 0
|  | 1022.1136 | 0.0051975
|  | 1022.358 | 0
|  | 1022.6022 | 0.0071804
|  | 1022.8466 | 0
|  | 1023.0908 | 0.0035199
|  | 1023.3351 | 0
|  | 1023.5795 | 0
|  | 1023.8238 | 0
|  | 1024.0681 | 0.0049259
|  | 1024.3125 | 0
|  | 1024.5568 | 0.0089767
|  | 1024.8011 | 0
|  | 1025.0455 | 3.1733e-06
|  | 1025.2898 | 0
|  | 1025.5342 | 6.3856e-06
|  | 1025.7786 | 0
|  | 1026.0229 | 7.7222e-06
|  | 1026.2673 | 0
|  | 1026.5117 | 5.1082e-06
|  | 1026.7561 | 0
|  | 1027.0005 | 0
|  | 1027.2449 | 0
|  | 1027.4893 | 0
|  | 1027.7338 | 0
|  | 1027.9781 | 0